## buildGen
Technology | Year | VLOOKUP_Serach | Capacity (MW) | GEN_BLD_YRS_1 | GEN_BLD_YRS_2 | BuildGen
Battery_Utility_1h | 2021 | Battery2021 | 0 | Battery_Utility_1h | 2021 | 0
Battery_Utility_1h | 2022 | Battery2022 | 0 | Battery_Utility_1h | 2022 | 0
Battery_Utility_1h | 2023 | Battery2023 | 0 | Battery_Utility_1h | 2023 | 0
Battery_Utility_1h | 2024 | Battery2024 | 0 | Battery_Utility_1h | 2024 | 0
Battery_Utility_1h | 2025 | Battery2025 | 1 | Battery_Utility_1h | 2025 | 1
Battery_Utility_1h | 2026 | Battery2026 | 2 | Battery_Utility_1h | 2026 | 2
Battery_Utility_1h | 2027 | Battery2027 | 0 | Battery_Utility_1h | 2027 | 0
Battery_Utility_1h | 2028 | Battery2028 | 0 | Battery_Utility_1h | 2028 | 0
Battery_Utility_1h | 2029 | Battery2029 | 0 | Battery_Utility_1h | 2029 | 0
Battery_Utility_1h | 2030 | Battery2030 | 0 | Battery_Utility_1h | 2030 | 0
Battery_Utility_2h | 2021 | Battery2021 | 0 | Battery_Utility_2h | 2021 | 0
Battery_Utility_2h | 2022 | Battery2022 | 0 | Battery_Utility_2h | 2022 | 0
Battery_Utility_2h | 2023 | Battery2023 | 0 | Battery_Utility_2h | 2023 | 0
Battery_Utility_2h | 2024 | Battery2024 | 0 | Battery_Utility_2h | 2024 | 0
Battery_Utility_2h | 2025 | Battery2025 | 0 | Battery_Utility_2h | 2025 | 0
Battery_Utility_2h | 2026 | Battery2026 | 0 | Battery_Utility_2h | 2026 | 0
Battery_Utility_2h | 2027 | Battery2027 | 0 | Battery_Utility_2h | 2027 | 0
Battery_Utility_2h | 2028 | Battery2028 | 0 | Battery_Utility_2h | 2028 | 0
Battery_Utility_2h | 2029 | Battery2029 | 0 | Battery_Utility_2h | 2029 | 0
Battery_Utility_2h | 2030 | Battery2030 | 0 | Battery_Utility_2h | 2030 | 0
Battery_Utility_4h | 2021 | Battery2021 | 0 | Battery_Utility_4h | 2021 | 0
Battery_Utility_4h | 2022 | Battery2022 | 0 | Battery_Utility_4h | 2022 | 0
Battery_Utility_4h | 2023 | Battery2023 | 0 | Battery_Utility_4h | 2023 | 0
Battery_Utility_4h | 2024 | Battery2024 | 0 | Battery_Utility_4h | 2024 | 0
Battery_Utility_4h | 2025 | Battery2025 | 0 | Battery_Utility_4h | 2025 | 0
Battery_Utility_4h | 2026 | Battery2026 | 0 | Battery_Utility_4h | 2026 | 0
Battery_Utility_4h | 2027 | Battery2027 | 0 | Battery_Utility_4h | 2027 | 0
Battery_Utility_4h | 2028 | Battery2028 | 0 | Battery_Utility_4h | 2028 | 0
Battery_Utility_4h | 2029 | Battery2029 | 0 | Battery_Utility_4h | 2029 | 0
Battery_Utility_4h | 2030 | Battery2030 | 0 | Battery_Utility_4h | 2030 | 0
Diesel_GE | 2020 | Diesel2020 | 76 | Diesel_GE | 2003 | 76
Diesel_P&W | 2020 | Diesel2020 | 148.2 | Diesel_P&W | 2003 | 148.2
Fueloil | 2020 | Fueloil2020 | 47.4 | Fueloil_MB&W | 2003 | 47.4
NG_GT | 2021 | NG_GT2021 | 0 | NG_GT | 2021 | 0
NG_GT | 2022 | NG_GT2022 | 0 | NG_GT | 2022 | 0
NG_GT | 2023 | NG_GT2023 | 70 | NG_GT | 2023 | 70
NG_GT | 2024 | NG_GT2024 | 0 | NG_GT | 2024 | 0
NG_GT | 2025 | NG_GT2025 | 0 | NG_GT | 2025 | 0
NG_GT | 2026 | NG_GT2026 | 0 | NG_GT | 2026 | 0
NG_GT | 2027 | NG_GT2027 | 0 | NG_GT | 2027 | 0
NG_GT | 2028 | NG_GT2028 | 0 | NG_GT | 2028 | 0
NG_GT | 2029 | NG_GT2029 | 0 | NG_GT | 2029 | 0
NG_GT | 2030 | NG_GT2030 | 10 | NG_GT | 2030 | 10
PV_SonSalomo | 2020 | PV_SonSalomo2020 | 5.1 | PV_SonSalomo | 2008 | 5.1
Sea-cable | 2020 | Sea-cable2020 | 35 | Sea-cable | 2020 | 35
Sea-cable | 2021 | Sea-cable2021 | 0 | Sea-cable | 2021 | 0
Sea-cable | 2022 | Sea-cable2022 | 0 | Sea-cable | 2022 | 0
Sea-cable | 2023 | Sea-cable2023 | 0 | Sea-cable | 2023 | 0
Sea-cable | 2024 | Sea-cable2024 | 0 | Sea-cable | 2024 | 0
Sea-cable | 2025 | Sea-cable2025 | 0 | Sea-cable | 2025 | 0
Sea-cable | 2026 | Sea-cable2026 | 0 | Sea-cable | 2026 | 0
Sea-cable | 2027 | Sea-cable2027 | 0 | Sea-cable | 2027 | 0
Sea-cable | 2028 | Sea-cable2028 | 0 | Sea-cable | 2028 | 0
Sea-cable | 2029 | Sea-cable2029 | 0 | Sea-cable | 2029 | 0
Sea-cable | 2030 | Sea-cable2030 | 0 | Sea-cable | 2030 | 0
Utility_PV | 2021 | Utility_PV2021 | 62 | Utility_PV | 2021 | 62
Utility_PV | 2022 | Utility_PV2022 | 0 | Utility_PV | 2022 | 0
Utility_PV | 2023 | Utility_PV2023 | 0 | Utility_PV | 2023 | 0
Utility_PV | 2024 | Utility_PV2024 | 0 | Utility_PV | 2024 | 0
Utility_PV | 2025 | Utility_PV2025 | 0 | Utility_PV | 2025 | 0
Utility_PV | 2026 | Utility_PV2026 | 0 | Utility_PV | 2026 | 0
Utility_PV | 2027 | Utility_PV2027 | 0 | Utility_PV | 2027 | 0
Utility_PV | 2028 | Utility_PV2028 | 2 | Utility_PV | 2028 | 2
Utility_PV | 2029 | Utility_PV2029 | 6 | Utility_PV | 2029 | 6
Utility_PV | 2030 | Utility_PV2030 | 0 | Utility_PV | 2030 | 0
Wind_Mila | 2020 | Wind_Mila2020 | 3.2 | Wind_Mila | 2004 | 3.2
Wind_OnShore | 2021 | Wind_OnShore2021 | 41.4 | Wind_OnShore | 2021 | 41.4
Wind_OnShore | 2022 | Wind_OnShore2022 | 3.45 | Wind_OnShore | 2022 | 3.45
Wind_OnShore | 2023 | Wind_OnShore2023 | 0 | Wind_OnShore | 2023 | 0
Wind_OnShore | 2024 | Wind_OnShore2024 | 13.8 | Wind_OnShore | 2024 | 13.8
Wind_OnShore | 2025 | Wind_OnShore2025 | 0 | Wind_OnShore | 2025 | 0
Wind_OnShore | 2026 | Wind_OnShore2026 | 20.7 | Wind_OnShore | 2026 | 20.7
Wind_OnShore | 2027 | Wind_OnShore2027 | 0 | Wind_OnShore | 2027 | 0
Wind_OnShore | 2028 | Wind_OnShore2028 | 0 | Wind_OnShore | 2028 | 0
Wind_OnShore | 2029 | Wind_OnShore2029 | 3.45 | Wind_OnShore | 2029 | 3.45
Wind_OnShore | 2030 | Wind_OnShore2030 | 6.9 | Wind_OnShore | 2030 | 6.9

## Capacity
Technology | 2020 | 2021 | 2022 | 2023 | 2024 | 2025 | 2026 | 2027 | 2028 | 2029 | 2030
Battery |  | 0 | 0 | 0 | 0 | 1 | 2 | 0 | 0 | 0 | 0
Nat. gas (CCGT)
Diesel | 224.2
Fueloil | 47.4
NG_GT |  | 0 | 0 | 70 | 0 | 0 | 0 | 0 | 0 | 0 | 10
PV_SonSalomo | 5.1
Sea-cable | 35 | 0 | 0 | 0 | 0 | 0 | 0 | 0 | 0 | 0 | 0
Utility_PV |  | 62 | 0 | 0 | 0 | 0 | 0 | 0 | 2 | 6 | 0
Wind_Mila | 3.2
Wind_OnShore |  | 41.4 | 3.45 | 0 | 13.8 | 0 | 20.7 | 0 | 0 | 3.45 | 6.9
Technology | 2020 | 2021 | 2022 | 2023 | 2024 | 2025 | 2026 | 2027 | 2028 | 2029 | 2030
Battery | 0 | 0 | 0 | 0 | 0 | 1 | 2 | 0 | 0 | 0 | 0
Nat. gas (CCGT) | 0
Diesel | 224.2 |  |  | -224.2 | 0
Fueloil | 47.4 |  |  | -47.4 | 0
Nat. gas (OCGT) | 0 | 0 | 0 | 70 | 0 | 0 | 0 | 0 | 0 | 0 | 10
PV - Son Salomo | 5.1
Sea-cable | 35 | 0 | 0 | 0 | 0 | 0 | 0 | 0 | 0 | 0 | 0
Solar PV (new) | 0 | 62 | 0 | 0 | 0 | 0 | 0 | 0 | 2 | 6 | 0
Wind - Mila | 3.2 | [7 empty] | -3.2 | 0
Wind (new) | 0 | 41.4 | 3.45 | 0 | 13.8 | 0 | 20.7 | 0 | 0 | 3.45 | 6.9
CUMULATIVE
Technology | 2020 | 2021 | 2022 | 2023 | 2024 | 2025 | 2026 | 2027 | 2028 | 2029 | 2030
Battery | 0 | 0 | 0 | 0 | 0 | 1 | 3 | 3 | 3 | 3 | 3
Nat. gas (CCGT) | 0 | 0 | 0 | 0 | 0 | 0 | 0 | 0 | 0 | 0 | 0
Diesel | 224.2 | 224.2 | 224.2 | 0 | 0 | 0 | 0 | 0 | 0 | 0 | 0
Fueloil | 47.4 | 47.4 | 47.4 | 0 | 0 | 0 | 0 | 0 | 0 | 0 | 0
Nat. gas (OCGT) | 0 | 0 | 0 | 70 | 70 | 70 | 70 | 70 | 70 | 70 | 80
PV - Son Salomo | 5.1 | 5.1 | 5.1 | 5.1 | 5.1 | 5.1 | 5.1 | 5.1 | 5.1 | 5.1 | 5.1
Sea-cable | 35 | 35 | 35 | 35 | 35 | 35 | 35 | 35 | 35 | 35 | 35
Solar PV (new) | 0 | 62 | 62 | 62 | 62 | 62 | 62 | 62 | 64 | 70 | 70
Wind - Mila | 3.2 | 3.2 | 3.2 | 3.2 | 3.2 | 3.2 | 3.2 | 3.2 | 0 | 0 | 0
Wind (new) | 0 | 41.4 | 44.85 | 44.85 | 58.65 | 58.65 | 79.35 | 79.35 | 79.35 | 82.8 | 89.7
Installed Cap.
Technology | 2020 | 2021 | 2022 | 2023 | 2024 | 2025 | 2026 | 2027 | 2028 | 2029 | 2030
Wind | 3.2 | 44.6 | 48.05 | 48.05 | 61.85 | 61.85 | 82.55 | 82.55 | 79.35 | 82.8 | 89.7
Solar PV | 5.1 | 67.1 | 67.1 | 67.1 | 67.1 | 67.1 | 67.1 | 67.1 | 69.1 | 75.1 | 75.1
Sea-cable | 35 | 35 | 35 | 35 | 35 | 35 | 35 | 35 | 35 | 35 | 35
Nat. gas (OCGT) |  |  |  | 70 | 70 | 70 | 70 | 70 | 70 | 70 | 80
Nat. gas (CCGT)
Fueloil | 47.4 | 47.4 | 47.4
Diesel | 224.2 | 224.2 | 224.2
Battery | [5 empty] | 1 | 3 | 3 | 3 | 3 | 3

## dispatch_annual
gen_energy_source | period | VLOOKUP | Energy_GWh_typical_yr | VariableCost_per_yr | DispatchEmissions_tCO2_per_typical_yr | gen_tech | gen_energy_source | period | Energy_GWh_typical_yr | VariableCost_per_yr | DispatchEmissions_tCO2_per_typical_yr
Battery | 2021 | Battery2021 | 0 | 0 | 0 | bat_1h | battery | 2021 | 0 | 0 | 0
Battery | 2022 | Battery2022 | 0 | 0 | 0 | bat_1h | battery | 2022 | 0 | 0 | 0
Battery | 2023 | Battery2023 | 0 | 0 | 0 | bat_1h | battery | 2023 | 0 | 0 | 0
Battery | 2024 | Battery2024 | 0 | 0 | 0 | bat_1h | battery | 2024 | 0 | 0 | 0
Battery | 2025 | Battery2025 | 0.58598 | 0 | 0 | bat_1h | battery | 2025 | 0.58598 | 0 | 0
Battery | 2026 | Battery2026 | 1.9869 | 0 | 0 | bat_1h | battery | 2026 | 1.9869 | 0 | 0
Battery | 2027 | Battery2027 | 1.8843 | 0 | 0 | bat_1h | battery | 2027 | 1.8843 | 0 | 0
Battery | 2028 | Battery2028 | 2.0237 | 0 | 0 | bat_1h | battery | 2028 | 2.0237 | 0 | 0
Battery | 2029 | Battery2029 | 1.9253 | 0 | 0 | bat_1h | battery | 2029 | 1.9253 | 0 | 0
Battery | 2030 | Battery2030 | 1.9156 | 0 | 0 | bat_1h | battery | 2030 | 1.9156 | 0 | 0
Battery | 2021 | Battery2021 | 0 | 0 | 0 | bat_2h | battery | 2021 | 0 | 0 | 0
Battery | 2022 | Battery2022 | 0 | 0 | 0 | bat_2h | battery | 2022 | 0 | 0 | 0
Battery | 2023 | Battery2023 | 0 | 0 | 0 | bat_2h | battery | 2023 | 0 | 0 | 0
Battery | 2024 | Battery2024 | 0 | 0 | 0 | bat_2h | battery | 2024 | 0 | 0 | 0
Battery | 2025 | Battery2025 | 0 | 0 | 0 | bat_2h | battery | 2025 | 0 | 0 | 0
Battery | 2026 | Battery2026 | 0 | 0 | 0 | bat_2h | battery | 2026 | 0 | 0 | 0
Battery | 2027 | Battery2027 | 0 | 0 | 0 | bat_2h | battery | 2027 | 0 | 0 | 0
Battery | 2028 | Battery2028 | 0 | 0 | 0 | bat_2h | battery | 2028 | 0 | 0 | 0
Battery | 2029 | Battery2029 | 0 | 0 | 0 | bat_2h | battery | 2029 | 0 | 0 | 0
Battery | 2030 | Battery2030 | 0 | 0 | 0 | bat_2h | battery | 2030 | 0 | 0 | 0
Battery | 2021 | Battery2021 | 0 | 0 | 0 | bat_4h | battery | 2021 | 0 | 0 | 0
Battery | 2022 | Battery2022 | 0 | 0 | 0 | bat_4h | battery | 2022 | 0 | 0 | 0
Battery | 2023 | Battery2023 | 0 | 0 | 0 | bat_4h | battery | 2023 | 0 | 0 | 0
Battery | 2024 | Battery2024 | 0 | 0 | 0 | bat_4h | battery | 2024 | 0 | 0 | 0
Battery | 2025 | Battery2025 | 0 | 0 | 0 | bat_4h | battery | 2025 | 0 | 0 | 0
Battery | 2026 | Battery2026 | 0 | 0 | 0 | bat_4h | battery | 2026 | 0 | 0 | 0
Battery | 2027 | Battery2027 | 0 | 0 | 0 | bat_4h | battery | 2027 | 0 | 0 | 0
Battery | 2028 | Battery2028 | 0 | 0 | 0 | bat_4h | battery | 2028 | 0 | 0 | 0
Battery | 2029 | Battery2029 | 0 | 0 | 0 | bat_4h | battery | 2029 | 0 | 0 | 0
Battery | 2030 | Battery2030 | 0 | 0 | 0 | bat_4h | battery | 2030 | 0 | 0 | 0
Sea-cable | 2021 | Sea-cable2021 | 181.2301 | 0 | 35724.0755 | cable | cable | 2021 | 181.2301 | 0 | 35724.0755
Sea-cable | 2022 | Sea-cable2022 | 179.2035 | 0 | 35324.596 | cable | cable | 2022 | 179.2035 | 0 | 35324.596
Sea-cable | 2023 | Sea-cable2023 | 182.4266 | 0 | 35959.933 | cable | cable | 2023 | 182.4266 | 0 | 35959.933
Sea-cable | 2024 | Sea-cable2024 | 166.5036 | 0 | 32821.1799 | cable | cable | 2024 | 166.5036 | 0 | 32821.1799
Sea-cable | 2025 | Sea-cable2025 | 170.1377 | 0 | 33537.5434 | cable | cable | 2025 | 170.1377 | 0 | 33537.5434
Sea-cable | 2026 | Sea-cable2026 | 147.9857 | 0 | 29170.9398 | cable | cable | 2026 | 147.9857 | 0 | 29170.9398
Sea-cable | 2027 | Sea-cable2027 | 150.7644 | 0 | 29718.6879 | cable | cable | 2027 | 150.7644 | 0 | 29718.6879
Sea-cable | 2028 | Sea-cable2028 | 152.3501 | 0 | 30031.2604 | cable | cable | 2028 | 152.3501 | 0 | 30031.2604
Sea-cable | 2029 | Sea-cable2029 | 149.6835 | 0 | 29505.6184 | cable | cable | 2029 | 149.6835 | 0 | 29505.6184
Sea-cable | 2030 | Sea-cable2030 | 145.1757 | 0 | 28617.0327 | cable | cable | 2030 | 145.1757 | 0 | 28617.0327
Diesel | 2021 | Diesel2021 | 1.1817 | 0 | 972.4193 | diesel | diesel | 2021 | 1.1817 | 0 | 972.4193
Diesel | 2022 | Diesel2022 | 1.3605 | 0 | 1119.5892 | diesel | diesel | 2022 | 1.3605 | 0 | 1119.5892
Fueloil | 2021 | Fueloil2021 | 45.4017 | 0 | 39277.0461 | fueloil | fueloil | 2021 | 45.4017 | 0 | 39277.0461
Fueloil | 2022 | Fueloil2022 | 46.3691 | 0 | 40113.8712 | fueloil | fueloil | 2022 | 46.3691 | 0 | 40113.8712
Wind | 2021 | Wind2021 | 6.1168 | 0 | 0 | mila_wind | wind | 2021 | 6.1168 | 0 | 0
Wind | 2022 | Wind2022 | 5.6797 | 0 | 0 | mila_wind | wind | 2022 | 5.6797 | 0 | 0
Wind | 2023 | Wind2023 | 5.999 | 0 | 0 | mila_wind | wind | 2023 | 5.999 | 0 | 0
Wind | 2024 | Wind2024 | 5.6927 | 0 | 0 | mila_wind | wind | 2024 | 5.6927 | 0 | 0
Wind | 2025 | Wind2025 | 5.8206 | 0 | 0 | mila_wind | wind | 2025 | 5.8206 | 0 | 0
Wind | 2026 | Wind2026 | 5.5068 | 0 | 0 | mila_wind | wind | 2026 | 5.5068 | 0 | 0
Wind | 2027 | Wind2027 | 5.4336 | 0 | 0 | mila_wind | wind | 2027 | 5.4336 | 0 | 0
Wind | 2028 | Wind2028 | 5.3632 | 0 | 0 | mila_wind | wind | 2028 | 5.3632 | 0 | 0
Natural gas | 2021 | Natural gas2021 | 0 | 0 | 0 | nat_gas | gas | 2021 | 0 | 0 | 0
Natural gas | 2022 | Natural gas2022 | 0 | 0 | 0 | nat_gas | gas | 2022 | 0 | 0 | 0
Natural gas | 2023 | Natural gas2023 | 50.6136 | 367454.5182 | 26577.1856 | nat_gas | gas | 2023 | 50.6136 | 367454.5182 | 26577.1856
Natural gas | 2024 | Natural gas2024 | 46.1763 | 335239.7964 | 24247.1649 | nat_gas | gas | 2024 | 46.1763 | 335239.7964 | 24247.1649
Natural gas | 2025 | Natural gas2025 | 48.4181 | 351515.1797 | 25424.3279 | nat_gas | gas | 2025 | 48.4181 | 351515.1797 | 25424.3279
Natural gas | 2026 | Natural gas2026 | 41.0369 | 297927.6508 | 21548.4586 | nat_gas | gas | 2026 | 41.0369 | 297927.6508 | 21548.4586
Natural gas | 2027 | Natural gas2027 | 43.6168 | 316658.3032 | 22903.2059 | nat_gas | gas | 2027 | 43.6168 | 316658.3032 | 22903.2059
Natural gas | 2028 | Natural gas2028 | 45.7097 | 331852.3207 | 24002.1561 | nat_gas | gas | 2028 | 45.7097 | 331852.3207 | 24002.1561
Natural gas | 2029 | Natural gas2029 | 47.2294 | 342885.5282 | 24800.164 | nat_gas | gas | 2029 | 47.2294 | 342885.5282 | 24800.164
Natural gas | 2030 | Natural gas2030 | 47.2101 | 342745.6512 | 24790.047 | nat_gas | gas | 2030 | 47.2101 | 342745.6512 | 24790.047
Solar | 2021 | Solar2021 | 7.8398 | 0 | 0 | salomo_pv | sun | 2021 | 7.8398 | 0 | 0
Solar | 2022 | Solar2022 | 7.3466 | 0 | 0 | salomo_pv | sun | 2022 | 7.3466 | 0 | 0
Solar | 2023 | Solar2023 | 7.8526 | 0 | 0 | salomo_pv | sun | 2023 | 7.8526 | 0 | 0
Solar | 2024 | Solar2024 | 7.2292 | 0 | 0 | salomo_pv | sun | 2024 | 7.2292 | 0 | 0
Solar | 2025 | Solar2025 | 7.4742 | 0 | 0 | salomo_pv | sun | 2025 | 7.4742 | 0 | 0
Solar | 2026 | Solar2026 | 7.2408 | 0 | 0 | salomo_pv | sun | 2026 | 7.2408 | 0 | 0
Solar | 2027 | Solar2027 | 7.1055 | 0 | 0 | salomo_pv | sun | 2027 | 7.1055 | 0 | 0
Solar | 2028 | Solar2028 | 6.9838 | 0 | 0 | salomo_pv | sun | 2028 | 6.9838 | 0 | 0
Solar | 2029 | Solar2029 | 7.1501 | 0 | 0 | salomo_pv | sun | 2029 | 7.1501 | 0 | 0
Solar | 2030 | Solar2030 | 7.084 | 0 | 0 | salomo_pv | sun | 2030 | 7.084 | 0 | 0
Solar | 2021 | Solar2021 | 134.9011 | 0 | 0 | utility_pv | sun | 2021 | 134.9011 | 0 | 0
Solar | 2022 | Solar2022 | 138.0446 | 0 | 0 | utility_pv | sun | 2022 | 138.0446 | 0 | 0
Solar | 2023 | Solar2023 | 137.176 | 0 | 0 | utility_pv | sun | 2023 | 137.176 | 0 | 0
Solar | 2024 | Solar2024 | 134.1741 | 0 | 0 | utility_pv | sun | 2024 | 134.1741 | 0 | 0
Solar | 2025 | Solar2025 | 130.2744 | 0 | 0 | utility_pv | sun | 2025 | 130.2744 | 0 | 0
Solar | 2026 | Solar2026 | 124.7538 | 0 | 0 | utility_pv | sun | 2026 | 124.7538 | 0 | 0
Solar | 2027 | Solar2027 | 121.7597 | 0 | 0 | utility_pv | sun | 2027 | 121.7597 | 0 | 0
Solar | 2028 | Solar2028 | 125.3234 | 0 | 0 | utility_pv | sun | 2028 | 125.3234 | 0 | 0
Solar | 2029 | Solar2029 | 135.3887 | 0 | 0 | utility_pv | sun | 2029 | 135.3887 | 0 | 0
Solar | 2030 | Solar2030 | 139.0688 | 0 | 0 | utility_pv | sun | 2030 | 139.0688 | 0 | 0
Wind | 2021 | Wind2021 | 116.2928 | 0 | 0 | wind | wind | 2021 | 116.2928 | 0 | 0
Wind | 2022 | Wind2022 | 122.5449 | 0 | 0 | wind | wind | 2022 | 122.5449 | 0 | 0
Wind | 2023 | Wind2023 | 124.2058 | 0 | 0 | wind | wind | 2023 | 124.2058 | 0 | 0
Wind | 2024 | Wind2024 | 155.9344 | 0 | 0 | wind | wind | 2024 | 155.9344 | 0 | 0
Wind | 2025 | Wind2025 | 161.1512 | 0 | 0 | wind | wind | 2025 | 161.1512 | 0 | 0
Wind | 2026 | Wind2026 | 204.8595 | 0 | 0 | wind | wind | 2026 | 204.8595 | 0 | 0
Wind | 2027 | Wind2027 | 211.1901 | 0 | 0 | wind | wind | 2027 | 211.1901 | 0 | 0
Wind | 2028 | Wind2028 | 211.8386 | 0 | 0 | wind | wind | 2028 | 211.8386 | 0 | 0
Wind | 2029 | Wind2029 | 216.5089 | 0 | 0 | wind | wind | 2029 | 216.5089 | 0 | 0
Wind | 2030 | Wind2030 | 224.6828 | 0 | 0 | wind | wind | 2030 | 224.6828 | 0 | 0

## dispatchWide
timestamp | Battery | Diesel | Fueloil | Natural gas | Sea-cable | Solar PV | Wind | weekly | Battery | Diesel | Fueloil | Natural gas | Sea-cable | Solar PV | Wind
2021W01H00:00 | 0 | 0 | 0 | 0 | 20.818 | 0 | 16.182
2021W01H01:00 | 0 | 0 | 0 | 0 | 17.648 | 0 | 15.322
2021W01H02:00 | 0 | 0 | 0 | 0 | 14.672 | 0 | 15.768
2021W01H03:00 | 0 | 0 | 0 | 0 | 12.916 | 0 | 16.214
2021W01H04:00 | 0 | 0 | 0 | 0 | 15.614 | 0 | 13.156
2021W01H05:00 | 0 | 0 | 0 | 0 | 13.646 | 0 | 16.214
2021W01H06:00 | 0 | 0 | 0 | 0 | 17.586 | 0 | 16.214
2021W01H07:00 | 0 | 0 | 0 | 0 | 26.168 | 0 | 15.322
2021W01H08:00 | 0 | 0 | 0 | 0 | 32.528 | 1.342 | 13.57
2021W01H09:00 | 0 | 0 | 0 | 0 | 7.926 | 29.838 | 14.876
2021W01H10:00 | 0 | 0 | 0 | 0 | 3.567 | 31.851 | 19.272
2021W01H11:00 | 0 | 0 | 0 | 0 | 0 | 37.839 | 15.821
2021W01H12:00 | 0 | 0 | 0 | 0 | 0 | 17.682 | 34.148
2021W01H13:00 | 0 | 0 | 0 | 0 | 0 | 37.839 | 12.871
2021W01H14:00 | 0 | 0 | 0 | 0 | 0 | 30.38 | 17.79
2021W01H15:00 | 0 | 0 | 0 | 0 | 0 | 26.66 | 20.63
2021W01H16:00 | 0 | 0 | 0 | 0 | 13.962 | 6.608 | 27.14
2021W01H17:00 | 0 | 0 | 0 | 0 | 32.284 | 0 | 18.826
2021W01H18:00 | 0 | 0 | 6.914 | 0 | 35 | 0 | 14.016
2021W01H19:00 | 0 | 0 | 10.19 | 0 | 35 | 0 | 11.85
2021W01H20:00 | 0 | 0 | 11.802 | 0 | 35 | 0 | 10.958
2021W01H21:00 | 0 | 0 | 7.09 | 0 | 35 | 0 | 13.57
2021W01H22:00 | 0 | 0 | 0.052 | 0 | 35 | 0 | 14.908
2021W01H23:00 | 0 | 0 | 0 | 0 | 28.252 | 0 | 14.908 | 2021W01 | 0 | 0 | 36.048 | 0 | 432.587 | 220.039 | 399.546 | 1088.22
2021W02H00:00 | 0 | 0 | 0 | 0 | 17.536 | 0 | 21.024
2021W02H01:00 | 0 | 0 | 0 | 0 | 15.934 | 0 | 17.966
2021W02H02:00 | 0 | 0 | 0 | 0 | 16.422 | 0 | 14.908
2021W02H03:00 | 0 | 0 | 0 | 0 | 14.342 | 0 | 15.768
2021W02H04:00 | 0 | 0 | 0 | 0 | 13.126 | 0 | 17.074
2021W02H05:00 | 0 | 0 | 0 | 0 | 13.564 | 0 | 17.966
2021W02H06:00 | 0 | 0 | 0 | 0 | 15.03 | 0 | 22.33
2021W02H07:00 | 0 | 0 | 0 | 0 | 27.054 | 0 | 21.916
2021W02H08:00 | 0 | 0 | 3.634 | 0 | 35 | 1.342 | 16.214
2021W02H09:00 | 0 | 0 | 0 | 0 | 9.248 | 33.864 | 16.628
2021W02H10:00 | 0 | 0 | 0 | 0 | 8.316 | 36.446 | 16.628
2021W02H11:00 | 0 | 0 | 0 | 0 | 0 | 39.801 | 20.329
2021W02H12:00 | 0 | 0 | 0 | 0 | 0 | 39.801 | 18.699
2021W02H13:00 | 0 | 0 | 0 | 0 | 0 | 40.472 | 16.628
2021W02H14:00 | 0 | 0 | 0 | 0 | 0 | 31.62 | 23.34
2021W02H15:00 | 0 | 0 | 0 | 0 | 0 | 30.56 | 23.71
2021W02H16:00 | 0 | 0 | 0 | 0 | 12.194 | 10.634 | 31.982
2021W02H17:00 | 0 | 0 | 0 | 0 | 31.11 | 0 | 26.28
2021W02H18:00 | 0 | 0 | 5.04 | 0 | 35 | 0 | 22.33
2021W02H19:00 | 0 | 0 | 4.04 | 0 | 35 | 0 | 25.42
2021W02H20:00 | 0 | 0 | 4.982 | 0 | 35 | 0 | 25.388
2021W02H21:00 | 0 | 0 | 3.408 | 0 | 35 | 0 | 24.082
2021W02H22:00 | 0 | 0 | 0 | 0 | 33.516 | 0 | 21.024
2021W02H23:00 | 0 | 0 | 0 | 0 | 23.668 | 0 | 22.362 | 2021W02 | 0 | 0 | 21.104 | 0 | 426.06 | 264.54 | 499.996 | 1211.7
2021W03H00:00 | 0 | 0 | 0 | 0 | 27.644 | 0 | 10.066
2021W03H01:00 | 0 | 0 | 0 | 0 | 23.678 | 0 | 9.652
2021W03H02:00 | 0 | 0 | 0 | 0 | 19.142 | 0 | 11.818
2021W03H03:00 | 0 | 0 | 0 | 0 | 16.534 | 0 | 13.156
2021W03H04:00 | 0 | 0 | 0 | 0 | 16.78 | 0 | 12.71
2021W03H05:00 | 0 | 0 | 0 | 0 | 18.576 | 0 | 12.264
2021W03H06:00 | 0 | 0 | 0 | 0 | 23.1 | 0 | 12.71
2021W03H07:00 | 0 | 0 | 0 | 0 | 32.114 | 0 | 13.156
2021W03H08:00 | 0 | 0 | 0 | 0 | 19.986 | 17.242 | 14.462
2021W03H09:00 | 0 | 0 | 0 | 0 | 7.865 | 31.851 | 16.214
2021W03H10:00 | 0 | 0 | 0 | 0 | 4.068 | 34.484 | 19.718
2021W03H11:00 | 0 | 0 | 0 | 0 | 0 | 39.13 | 17.83
2021W03H12:00 | 0 | 0 | 0 | 0 | 0 | 38.459 | 16.441
2021W03H13:00 | 0 | 0 | 0 | 0 | 0 | 35.96 | 18.38
2021W03H14:00 | 0 | 0 | 0 | 0 | 0 | 35.155 | 17.315
2021W03H15:00 | 0 | 0 | 0 | 0 | 7.69 | 29.838 | 13.602
2021W03H16:00 | 0 | 0 | 0 | 0 | 22.199 | 17.913 | 10.958
2021W03H17:00 | 0 | 0 | 7.99 | 0 | 35 | 0 | 9.62
2021W03H18:00 | 0 | 0 | 14.93 | 0 | 35 | 0 | 7.9
2021W03H19:00 | 0 | 0 | 15.344 | 0 | 35 | 0 | 10.066
2021W03H20:00 | 0 | 0 | 14.712 | 0 | 35 | 0 | 11.818
2021W03H21:00 | 0 | 0 | 11.992 | 0 | 35 | 0 | 11.818
2021W03H22:00 | 0 | 0 | 8.714 | 0 | 35 | 0 | 8.346
2021W03H23:00 | 0 | 0 | 0.134 | 0 | 35 | 0 | 9.206 | 2021W03 | 0 | 0 | 73.816 | 0 | 484.376 | 280.032 | 309.226 | 1147.45
2021W04H00:00 | 0 | 0 | 0 | 0 | 14.452 | 0 | 25.388
2021W04H01:00 | 0 | 0 | 0 | 0 | 8.306 | 0 | 26.694
2021W04H02:00 | 0 | 0 | 0 | 0 | 6.556 | 0 | 25.834
2021W04H03:00 | 0 | 0 | 0 | 0 | 10.086 | 0 | 21.024
2021W04H04:00 | 0 | 0 | 0 | 0 | 10.562 | 0 | 20.578
2021W04H05:00 | 0 | 0 | 0 | 0 | 12.752 | 0 | 19.718
2021W04H06:00 | 0 | 0 | 0 | 0 | 17.862 | 0 | 20.578
2021W04H07:00 | 0 | 0 | 0 | 0 | 30.858 | 0 | 19.272
2021W04H08:00 | 0 | 0 | 0 | 0 | 16.29 | 23.85 | 17.52
2021W04H09:00 | 0 | 0 | 0 | 0 | 6.833 | 30.509 | 24.528
2021W04H10:00 | 0 | 0 | 0 | 0 | 1.053 | 33.813 | 28.924
2021W04H11:00 | 0 | 0 | 0 | 0 | 2.186 | 35.826 | 24.528
2021W04H12:00 | 0 | 0 | 0 | 0 | 0 | 37.168 | 24.202
2021W04H13:00 | 0 | 0 | 0 | 0 | 0 | 34.1 | 26.13
2021W04H14:00 | 0 | 0 | 0 | 0 | 0 | 31.851 | 25.739
2021W04H15:00 | 0 | 0 | 0 | 0 | 0.989 | 28.547 | 26.694
2021W04H16:00 | 0 | 0 | 0 | 0 | 6.05 | 19.926 | 29.784
2021W04H17:00 | 0 | 0 | 3.888 | 0 | 35 | 0 | 18.412
2021W04H18:00 | 0 | 0 | 17.558 | 0 | 35 | 0 | 9.652
2021W04H19:00 | 0 | 0 | 18.712 | 0 | 35 | 0 | 11.818
2021W04H20:00 | 0 | 0 | 9.048 | 0 | 35 | 0 | 23.222
2021W04H21:00 | 0 | 0 | 8.452 | 0 | 35 | 0 | 20.578
2021W04H22:00 | 0 | 0 | 1.132 | 0 | 35 | 0 | 20.578
2021W04H23:00 | 0 | 0 | 0 | 0 | 24.388 | 0 | 23.222 | 2021W04 | 0 | 0 | 58.79 | 0 | 379.223 | 275.59 | 534.617 | 1248.22
2021W05H00:00 | 0 | 0 | 0 | 0 | 3.43 | 0 | 35.04
2021W05H01:00 | 0 | 0 | 0 | 0 | 0.376 | 0 | 33.734
2021W05H02:00 | 0 | 0 | 0 | 0 | 0 | 0 | 31.43
2021W05H03:00 | 0 | 0 | 0 | 0 | 0 | 0 | 30.06
2021W05H04:00 | 0 | 0 | 0 | 0 | 0 | 0 | 30.1
2021W05H05:00 | 0 | 0 | 0 | 0 | 0 | 0 | 31.54
2021W05H06:00 | 0 | 0 | 0 | 0 | 7.1 | 0 | 30.23
2021W05H07:00 | 0 | 0 | 0 | 0 | 19.326 | 0 | 29.784
2021W05H08:00 | 0 | 0 | 0 | 0 | 9.524 | 21.888 | 24.528
2021W05H09:00 | 0 | 0 | 0 | 0 | 0 | 28.547 | 31.563
2021W05H10:00 | 0 | 0 | 0 | 0 | 0 | 34.484 | 27.256
2021W05H11:00 | 0 | 0 | 0 | 0 | 0.457 | 35.155 | 25.388
2021W05H12:00 | 0 | 0 | 0 | 0 | 0 | 35.826 | 23.164
2021W05H13:00 | 0 | 0 | 0 | 0 | 0 | 32.86 | 24.9
2021W05H14:00 | 0 | 0 | 0 | 0 | 0 | 30.38 | 25.18
2021W05H15:00 | 0 | 0 | 0 | 0 | 0 | 29.167 | 24.633
2021W05H16:00 | 0 | 0 | 0 | 0 | 5.552 | 19.926 | 28.032
2021W05H17:00 | 0 | 0 | 0 | 0 | 32.956 | 0 | 21.884
2021W05H18:00 | 0 | 0 | 9.434 | 0 | 35 | 0 | 14.876
2021W05H19:00 | 0 | 0 | 8.492 | 0 | 35 | 0 | 19.718
2021W05H20:00 | 0 | 0 | 11.734 | 0 | 35 | 0 | 17.966
2021W05H21:00 | 0 | 0 | 9.05 | 0 | 35 | 0 | 17.52
2021W05H22:00 | 0 | 0 | 0 | 0 | 33.406 | 0 | 21.024
2021W05H23:00 | 0 | 0 | 0 | 0 | 18.384 | 0 | 27.586 | 2021W05 | 0 | 0 | 38.71 | 0 | 270.511 | 268.233 | 627.136 | 1204.59
2021W06H00:00 | 0 | 0 | 0 | 0 | 29.862 | 0 | 7.868
2021W06H01:00 | 0 | 0 | 0 | 0 | 23.232 | 0 | 10.098
2021W06H02:00 | 0 | 0 | 0 | 0 | 21.27 | 0 | 9.62
2021W06H03:00 | 0 | 0 | 0 | 0 | 20.148 | 0 | 9.652
2021W06H04:00 | 0 | 0 | 0 | 0 | 14.438 | 0 | 15.322
2021W06H05:00 | 0 | 0 | 0 | 0 | 17.294 | 0 | 14.016
2021W06H06:00 | 0 | 0 | 0 | 0 | 23.53 | 0 | 13.57
2021W06H07:00 | 0 | 0 | 1.196 | 0 | 35 | 0 | 12.264
2021W06H08:00 | 0 | 0 | 0 | 0 | 16.007 | 25.863 | 13.57
2021W06H09:00 | 0 | 0 | 0 | 0 | 10.402 | 34.484 | 13.124
2021W06H10:00 | 0 | 0 | 0 | 0 | 7.477 | 37.117 | 14.016
2021W06H11:00 | 0 | 0 | 0 | 0 | 0 | 42.014 | 14.876
2021W06H12:00 | 0 | 0 | 0 | 0 | 0 | 38.938 | 15.732
2021W06H13:00 | 0 | 0 | 0 | 0 | 0 | 36.236 | 16.974
2021W06H14:00 | 0 | 0 | 0 | 0 | 0 | 33.856 | 16.974
2021W06H15:00 | 0 | 0 | 0 | 0 | 2.06 | 31.18 | 16.66
2021W06H16:00 | 0 | 0 | 0 | 0 | 14.917 | 22.559 | 12.264
2021W06H17:00 | 0 | 0 | 6.478 | 0 | 35 | 0 | 9.652
2021W06H18:00 | 0 | 0 | 8.866 | 0 | 35 | 0 | 11.404
2021W06H19:00 | 0 | 0 | 13.586 | 0 | 35 | 0 | 11.404
2021W06H20:00 | 0 | 0 | 17.034 | 0 | 35 | 0 | 10.066
2021W06H21:00 | 0 | 0 | 13.274 | 0 | 35 | 0 | 10.926
2021W06H22:00 | 0 | 0 | 6.718 | 0 | 35 | 0 | 10.512
2021W06H23:00 | 0 | 0 | 0 | 0 | 32.656 | 0 | 11.404 | 2021W06 | 0 | 0 | 67.152 | 0 | 478.293 | 302.247 | 301.968 | 1149.66
2021W07H00:00 | 0 | 0 | 0 | 0 | 28.41 | 0 | 8.76
2021W07H01:00 | 0 | 0 | 0 | 0 | 23.796 | 0 | 9.174
2021W07H02:00 | 0 | 0 | 0 | 0 | 21.84 | 0 | 8.76
2021W07H03:00 | 0 | 0 | 0 | 0 | 21.476 | 0 | 8.314
2021W07H04:00 | 0 | 0 | 0 | 0 | 20.81 | 0 | 8.76
2021W07H05:00 | 0 | 0 | 0 | 0 | 20.748 | 0 | 10.512
2021W07H06:00 | 0 | 0 | 0 | 0 | 26.184 | 0 | 10.926
2021W07H07:00 | 0 | 0 | 2.498 | 0 | 35 | 0 | 10.512
2021W07H08:00 | 0 | 0 | 0 | 0 | 20.763 | 23.901 | 10.066
2021W07H09:00 | 0 | 0 | 0 | 0 | 14.351 | 31.851 | 10.958
2021W07H10:00 | 0 | 0 | 0 | 0 | 4.995 | 36.497 | 15.768
2021W07H11:00 | 0 | 0 | 0 | 0 | 0 | 38.732 | 16.628
2021W07H12:00 | 0 | 0 | 0 | 0 | 0 | 37.718 | 15.322
2021W07H13:00 | 0 | 0 | 0 | 0 | 0 | 38.459 | 12.811
2021W07H14:00 | 0 | 0 | 0 | 0 | 1.431 | 33.813 | 14.016
2021W07H15:00 | 0 | 0 | 0 | 0 | 5.552 | 29.838 | 12.71
2021W07H16:00 | 0 | 0 | 0 | 0 | 14.339 | 23.901 | 9.62
2021W07H17:00 | 0 | 0 | 9.62 | 0 | 35 | 0 | 3.95
2021W07H18:00 | 0 | 0 | 16.91 | 0 | 35 | 0 | 0.86
2021W07H19:00 | 0 | 0 | 23.004 | 0 | 35 | 0 | 1.306
2021W07H20:00 | 0 | 0 | 26.238 | 0 | 35 | 0 | 0.892
2021W07H21:00 | 0 | 0 | 23.15 | 0 | 35 | 0 | 0.86
2021W07H22:00 | 0 | 0 | 15.704 | 0 | 35 | 0 | 1.306
2021W07H23:00 | 0 | 0 | 7.318 | 0 | 35 | 0 | 1.752 | 2021W07 | 0 | 0 | 124.442 | 0 | 504.695 | 294.71 | 204.543 | 1128.39
2021W08H00:00 | 0 | 0 | 0 | 0 | 32.812 | 0 | 3.918
2021W08H01:00 | 0 | 0 | 0 | 0 | 30.156 | 0 | 2.644
2021W08H02:00 | 0 | 0 | 0 | 0 | 26.56 | 0 | 3.95
2021W08H03:00 | 0 | 0 | 0 | 0 | 25.176 | 0 | 4.364
2021W08H04:00 | 0 | 0 | 0 | 0 | 24.244 | 0 | 5.256
2021W08H05:00 | 0 | 0 | 0 | 0 | 27.586 | 0 | 3.504
2021W08H06:00 | 0 | 0 | 0 | 0 | 32.35 | 0 | 4.81
2021W08H07:00 | 0 | 0 | 3.505 | 0 | 35 | 0.671 | 8.314
2021W08H08:00 | 0 | 0 | 0 | 0 | 15.447 | 30.509 | 8.314
2021W08H09:00 | 0 | 0 | 0 | 0 | 5.742 | 37.788 | 12.71
2021W08H10:00 | 0 | 0 | 0 | 0 | 0.116 | 40.472 | 15.322
2021W08H11:00 | 0 | 0 | 0 | 0 | 0 | 37.48 | 16.56
2021W08H12:00 | 0 | 0 | 0 | 0 | 0 | 36.058 | 15.732
2021W08H13:00 | 0 | 0 | 0 | 0 | 0 | 36.734 | 14.076
2021W08H14:00 | 0 | 0 | 0 | 0 | 0 | 33.596 | 14.904
2021W08H15:00 | 0 | 0 | 0 | 0 | 2.545 | 30.509 | 14.016
2021W08H16:00 | 0 | 0 | 0 | 0 | 1.78 | 26.534 | 18.826
2021W08H17:00 | 0 | 0 | 0 | 0 | 30.068 | 1.342 | 16.66
2021W08H18:00 | 0 | 0 | 1.368 | 0 | 35 | 0 | 15.322
2021W08H19:00 | 0 | 0 | 14.28 | 0 | 35 | 0 | 9.62
2021W08H20:00 | 0 | 0 | 19.492 | 0 | 35 | 0 | 7.008
2021W08H21:00 | 0 | 0 | 16.582 | 0 | 35 | 0 | 7.008
2021W08H22:00 | 0 | 0 | 10.114 | 0 | 35 | 0 | 6.116
2021W08H23:00 | 0 | 0 | 4.046 | 0 | 35 | 0 | 4.364 | 2021W08 | 0 | 0 | 69.387 | 0 | 499.582 | 311.693 | 233.318 | 1113.98
2021W09H00:00 | 0 | 0 | 0 | 0 | 28.982 | 0 | 7.008
2021W09H01:00 | 0 | 0 | 0 | 0 | 25.052 | 0 | 7.008
2021W09H02:00 | 0 | 0 | 0 | 0 | 21.746 | 0 | 8.314
2021W09H03:00 | 0 | 0 | 0 | 0 | 20.716 | 0 | 8.314
2021W09H04:00 | 0 | 0 | 0 | 0 | 18.388 | 0 | 10.512
2021W09H05:00 | 0 | 0 | 0 | 0 | 21.064 | 0 | 9.206
2021W09H06:00 | 0 | 0 | 0 | 0 | 25.608 | 0 | 9.652
2021W09H07:00 | 0 | 0 | 1.257 | 0 | 35 | 0.671 | 5.702
2021W09H08:00 | 0 | 0 | 0 | 0 | 7.463 | 30.509 | 10.958
2021W09H09:00 | 0 | 0 | 0 | 0 | 0 | 37.168 | 14.522
2021W09H10:00 | 0 | 0 | 0 | 0 | 0 | 35.6 | 16.56
2021W09H11:00 | 0 | 0 | 0 | 0 | 0 | 41.143 | 9.047
2021W09H12:00 | 0 | 0 | 0 | 0 | 0 | 36.756 | 11.404
2021W09H13:00 | 0 | 0 | 0 | 0 | 0 | 35.254 | 12.006
2021W09H14:00 | 0 | 0 | 0 | 0 | 0 | 32.924 | 12.006
2021W09H15:00 | 0 | 0 | 0 | 0 | 0 | 29.538 | 13.662
2021W09H16:00 | 0 | 0 | 0 | 0 | 5.7 | 25.192 | 11.818
2021W09H17:00 | 0 | 0 | 0 | 0 | 28.827 | 7.279 | 7.454
2021W09H18:00 | 0 | 0 | 7.49 | 0 | 35 | 0 | 3.95
2021W09H19:00 | 0 | 0 | 16.602 | 0 | 35 | 0 | 2.198
2021W09H20:00 | 0 | 0 | 18.152 | 0 | 35 | 0 | 3.058
2021W09H21:00 | 0 | 0 | 13.344 | 0 | 35 | 0 | 5.256
2021W09H22:00 | 0 | 0 | 5.682 | 0 | 35 | 0 | 7.008
2021W09H23:00 | 0 | 0 | 0.508 | 0 | 35 | 0 | 5.702 | 2021W09 | 0 | 0 | 63.035 | 0 | 448.546 | 312.034 | 212.325 | 1035.94
2021W10H00:00 | 0 | 0 | 0 | 0 | 28.798 | 0 | 5.702
2021W10H01:00 | 0 | 0 | 0 | 0 | 26.98 | 0 | 3.95
2021W10H02:00 | 0 | 0 | 0 | 0 | 26.892 | 0 | 2.198
2021W10H03:00 | 0 | 0 | 0 | 0 | 24.986 | 0 | 3.504
2021W10H04:00 | 0 | 0 | 0 | 0 | 24.826 | 0 | 3.504
2021W10H05:00 | 0 | 0 | 0 | 0 | 27.246 | 0 | 2.644
2021W10H06:00 | 0 | 0 | 0 | 0 | 29.254 | 0 | 6.116
2021W10H07:00 | 0 | 0 | 0 | 0 | 34.746 | 1.342 | 7.422
2021W10H08:00 | 0 | 0 | 0 | 0 | 7.035 | 35.155 | 7.9
2021W10H09:00 | 0 | 0 | 0 | 0 | 0 | 40.166 | 12.264
2021W10H10:00 | 0 | 0 | 0 | 0 | 0 | 37.612 | 15.318
2021W10H11:00 | 0 | 0 | 0 | 0 | 0 | 37.294 | 14.016
2021W10H12:00 | 0 | 0 | 0 | 0 | 0 | 38.44 | 10.92
2021W10H13:00 | 0 | 0 | 0 | 0 | 0 | 43.827 | 4.333
2021W10H14:00 | 0 | 0 | 0 | 0 | 0 | 25.408 | 20.132
2021W10H15:00 | 0 | 0 | 0 | 0 | 0 | 34.1 | 9.74
2021W10H16:00 | 0 | 0 | 0 | 0 | 0 | 29.838 | 13.462
2021W10H17:00 | 0 | 0 | 0 | 0 | 17.925 | 14.609 | 10.926
2021W10H18:00 | 0 | 0 | 7.512 | 0 | 35 | 0 | 3.058
2021W10H19:00 | 0 | 0 | 15.102 | 0 | 35 | 0 | 3.058
2021W10H20:00 | 0 | 0 | 13.386 | 0 | 35 | 0 | 7.454
2021W10H21:00 | 0 | 0 | 12.538 | 0 | 35 | 0 | 5.702
2021W10H22:00 | 0 | 0 | 7.104 | 0 | 35 | 0 | 4.396
2021W10H23:00 | 0 | 0 | 0 | 0 | 33.854 | 0 | 6.116 | 2021W10 | 0 | 0 | 55.642 | 0 | 457.542 | 337.791 | 183.835 | 1034.81
2021W11H00:00 | 0 | 0 | 0 | 0 | 23.24 | 0 | 11.85
2021W11H01:00 | 0 | 0 | 0 | 0 | 19.176 | 0 | 12.264
2021W11H02:00 | 0 | 0 | 0 | 0 | 17.958 | 0 | 11.372
2021W11H03:00 | 0 | 0 | 0 | 0 | 18.85 | 0 | 9.62
2021W11H04:00 | 0 | 0 | 0 | 0 | 20.156 | 0 | 8.314
2021W11H05:00 | 0 | 0 | 0 | 0 | 22.456 | 0 | 7.454
2021W11H06:00 | 0 | 0 | 0 | 0 | 27.076 | 0 | 8.314
2021W11H07:00 | 0 | 0 | 0 | 0 | 19.264 | 15.9 | 9.206
2021W11H08:00 | 0 | 0 | 0 | 0 | 0 | 41.814 | 9.386
2021W11H09:00 | 0 | 0 | 0 | 0 | 0 | 41.54 | 12.1
2021W11H10:00 | 0 | 0 | 0 | 0 | 0 | 49.764 | 4.026
2021W11H11:00 | 0 | 0 | 0 | 0 | 0 | 29.96 | 22.33
2021W11H12:00 | 0 | 0 | 0 | 0 | 0 | 47.74 | 3.19
2021W11H13:00 | 0 | 0 | 0 | 0 | 0 | 49.16 | 0
2021W11H14:00 | 0 | 0 | 0 | 0 | 0 | 44.64 | 2.07
2021W11H15:00 | 0 | 0 | 0 | 0 | 0 | 42.16 | 3
2021W11H16:00 | 0 | 0 | 0 | 0 | 0 | 19.11 | 25.42
2021W11H17:00 | 0 | 0 | 0 | 0 | 0 | 20.546 | 24.364
2021W11H18:00 | 0 | 0 | 0 | 0 | 20.826 | 0 | 25.834
2021W11H19:00 | 0 | 0 | 0.384 | 0 | 35 | 0 | 18.826
2021W11H20:00 | 0 | 0 | 8.094 | 0 | 35 | 0 | 14.016
2021W11H21:00 | 0 | 0 | 6.766 | 0 | 35 | 0 | 12.264
2021W11H22:00 | 0 | 0 | 0 | 0 | 32.978 | 0 | 14.462
2021W11H23:00 | 0 | 0 | 0 | 0 | 24.922 | 0 | 15.768 | 2021W11 | 0 | 0 | 15.244 | 0 | 351.902 | 402.334 | 285.45 | 1054.93
2021W12H00:00 | 0 | 0 | 0 | 0 | 12.134 | 0 | 23.636
2021W12H01:00 | 0 | 0 | 0 | 0 | 11.252 | 0 | 20.578
2021W12H02:00 | 0 | 0 | 0 | 0 | 10.858 | 0 | 19.272
2021W12H03:00 | 0 | 0 | 0 | 0 | 9.178 | 0 | 20.132
2021W12H04:00 | 0 | 0 | 0 | 0 | 9.046 | 0 | 20.164
2021W12H05:00 | 0 | 0 | 0 | 0 | 9.006 | 0 | 21.884
2021W12H06:00 | 0 | 0 | 0 | 0 | 16.328 | 0 | 20.132
2021W12H07:00 | 0 | 0 | 0 | 0 | 4.051 | 21.217 | 20.132
2021W12H08:00 | 0 | 0 | 0 | 0 | 0 | 34.484 | 18.056
2021W12H09:00 | 0 | 0 | 0 | 0 | 0 | 36.58 | 18.41
2021W12H10:00 | 0 | 0 | 0 | 0 | 0 | 38.44 | 17.42
2021W12H11:00 | 0 | 0 | 0 | 0 | 0 | 28.358 | 26.082
2021W12H12:00 | 0 | 0 | 0 | 0 | 0 | 24.052 | 28.478
2021W12H13:00 | 0 | 0 | 0 | 0 | 0 | 21.092 | 29.808
2021W12H14:00 | 0 | 0 | 0 | 0 | 0 | 42.434 | 5.626
2021W12H15:00 | 0 | 0 | 0 | 0 | 0 | 17.196 | 29.394
2021W12H16:00 | 0 | 0 | 0 | 0 | 0 | 30.38 | 15.96
2021W12H17:00 | 0 | 0 | 0 | 0 | 1.902 | 20.546 | 24.082
2021W12H18:00 | 0 | 0 | 0 | 0 | 24.884 | 0 | 22.776
2021W12H19:00 | 0 | 0 | 0.522 | 0 | 35 | 0 | 19.718
2021W12H20:00 | 0 | 0 | 3.678 | 0 | 35 | 0 | 20.132
2021W12H21:00 | 0 | 0 | 1.092 | 0 | 35 | 0 | 19.718
2021W12H22:00 | 0 | 0 | 0 | 0 | 29.192 | 0 | 19.718
2021W12H23:00 | 0 | 0 | 0 | 0 | 20.406 | 0 | 21.024 | 2021W12 | 0 | 0 | 5.292 | 0 | 263.237 | 314.779 | 502.332 | 1085.64
2021W13H00:00 | 0 | 0 | 0 | 0 | 31.512 | 0 | 3.918
2021W13H01:00 | 0 | 0 | 0 | 0 | 23.24 | 0 | 8.76
2021W13H02:00 | 0 | 0 | 0 | 0 | 18.422 | 0 | 11.818
2021W13H03:00 | 0 | 0 | 0 | 0 | 17.892 | 0 | 11.818
2021W13H04:00 | 0 | 0 | 0 | 0 | 19.358 | 0 | 10.512
2021W13H05:00 | 0 | 0 | 0 | 0 | 21.648 | 0 | 10.512
2021W13H06:00 | 0 | 0 | 0 | 0 | 22.98 | 0.62 | 14.43
2021W13H07:00 | 0 | 0 | 0 | 0 | 3.637 | 27.205 | 15.768
2021W13H08:00 | 0 | 0 | 0 | 0 | 0 | 37.2 | 15.06
2021W13H09:00 | 0 | 0 | 0 | 0 | 0 | 28.266 | 25.834
2021W13H10:00 | 0 | 0 | 0 | 0 | 0 | 44.02 | 9.99
2021W13H11:00 | 0 | 0 | 0 | 0 | 0 | 49.764 | 3.466
2021W13H12:00 | 0 | 0 | 0 | 0 | 0 | 26.982 | 24.528
2021W13H13:00 | 0 | 0 | 0 | 0 | 0 | 25.182 | 24.528
2021W13H14:00 | 0 | 0 | 0 | 0 | 0 | 22.236 | 24.974
2021W13H15:00 | 0 | 0 | 0 | 0 | 0 | 22.87 | 23.19
2021W13H16:00 | 0 | 0 | 0 | 0 | 0 | 25.252 | 20.578
2021W13H17:00 | 0 | 0 | 0 | 0 | 1.776 | 25.192 | 19.272
2021W13H18:00 | 0 | 0 | 0 | 0 | 33.128 | 0 | 14.462
2021W13H19:00 | 0 | 0 | 15.71 | 0 | 35 | 0 | 3.95
2021W13H20:00 | 0 | 0 | 19.642 | 0 | 35 | 0 | 3.058
2021W13H21:00 | 0 | 0 | 15.106 | 0 | 35 | 0 | 3.504
2021W13H22:00 | 0 | 0 | 7.98 | 0 | 35 | 0 | 3.95
2021W13H23:00 | 0 | 0 | 0.6 | 0 | 35 | 0 | 4.81 | 2021W13 | 0 | 0 | 59.038 | 0 | 368.593 | 334.789 | 312.69 | 1075.11
2021W14H00:00 | 0 | 0 | 0 | 0 | 25.786 | 0 | 7.454
2021W14H01:00 | 0 | 0 | 0 | 0 | 17.84 | 0 | 13.57
2021W14H02:00 | 0 | 0 | 0 | 0 | 15.878 | 0 | 14.462
2021W14H03:00 | 0 | 0 | 0 | 0 | 18.14 | 0 | 11.85
2021W14H04:00 | 0 | 0 | 0 | 0 | 26.114 | 0 | 5.256
2021W14H05:00 | 0 | 0 | 0 | 0 | 30.712 | 0 | 6.148
2021W14H06:00 | 0 | 0 | 3.081 | 0 | 35 | 0.671 | 7.008
2021W14H07:00 | 0 | 0 | 0 | 0 | 15.344 | 28.496 | 8.76
2021W14H08:00 | 0 | 0 | 0 | 0 | 9.287 | 37.117 | 9.206
2021W14H09:00 | 0 | 0 | 0 | 0 | 2.806 | 42.434 | 11.85
2021W14H10:00 | 0 | 0 | 0 | 0 | 0 | 41.54 | 15.46
2021W14H11:00 | 0 | 0 | 0 | 0 | 0 | 45.26 | 10.51
2021W14H12:00 | 0 | 0 | 0 | 0 | 0 | 33.168 | 19.872
2021W14H13:00 | 0 | 0 | 0 | 0 | 0 | 22.864 | 26.496
2021W14H14:00 | 0 | 0 | 0 | 0 | 0 | 21.546 | 25.254
2021W14H15:00 | 0 | 0 | 0 | 0 | 0 | 21.03 | 24.84
2021W14H16:00 | 0 | 0 | 0 | 0 | 0 | 15.864 | 30.636
2021W14H17:00 | 0 | 0 | 0 | 0 | 0.214 | 25.192 | 21.024
2021W14H18:00 | 0 | 0 | 0 | 0 | 32.832 | 0 | 15.768
2021W14H19:00 | 0 | 0 | 5.768 | 0 | 35 | 0 | 14.462
2021W14H20:00 | 0 | 0 | 9.346 | 0 | 35 | 0 | 12.264
2021W14H21:00 | 0 | 0 | 4.824 | 0 | 35 | 0 | 10.066
2021W14H22:00 | 0 | 0 | 0 | 0 | 29.986 | 0 | 13.124
2021W14H23:00 | 0 | 0 | 0 | 0 | 29.492 | 0 | 7.868 | 2021W14 | 0 | 0 | 23.019 | 0 | 394.431 | 335.182 | 343.208 | 1095.84
2021W15H00:00 | 0 | 0 | 0 | 0 | 31.932 | 0 | 2.198
2021W15H01:00 | 0 | 0 | 0 | 0 | 29.396 | 0 | 2.644
2021W15H02:00 | 0 | 0 | 0 | 0 | 27.526 | 0 | 3.504
2021W15H03:00 | 0 | 0 | 0 | 0 | 28.948 | 0 | 1.752
2021W15H04:00 | 0 | 0 | 0 | 0 | 30.904 | 0 | 1.306
2021W15H05:00 | 0 | 0 | 0.708 | 0 | 35 | 0 | 1.752
2021W15H06:00 | 0 | 0 | 8.287 | 0 | 35 | 1.291 | 1.752
2021W15H07:00 | 0 | 0 | 0 | 0 | 19.034 | 33.864 | 0.892
2021W15H08:00 | 0 | 0 | 0 | 0 | 10.226 | 40.472 | 6.562
2021W15H09:00 | 0 | 0 | 0 | 0 | 0 | 42.16 | 16.15
2021W15H10:00 | 0 | 0 | 0 | 0 | 0 | 32.882 | 24.528
2021W15H11:00 | 0 | 0 | 0 | 0 | 0 | 34.148 | 21.942
2021W15H12:00 | 0 | 0 | 0 | 0 | 0 | 38.212 | 15.318
2021W15H13:00 | 0 | 0 | 0 | 0 | 0 | 34.076 | 16.214
2021W15H14:00 | 0 | 0 | 0 | 0 | 0 | 40.92 | 6.99
2021W15H15:00 | 0 | 0 | 0 | 0 | 0 | 39.801 | 7.389
2021W15H16:00 | 0 | 0 | 0 | 0 | 0 | 30.78 | 16.56
2021W15H17:00 | 0 | 0 | 0 | 0 | 13.263 | 22.559 | 11.818
2021W15H18:00 | 0 | 0 | 5.488 | 0 | 35 | 0 | 9.652
2021W15H19:00 | 0 | 0 | 19.388 | 0 | 35 | 0 | 1.752
2021W15H20:00 | 0 | 0 | 21.808 | 0 | 35 | 0 | 0.892
2021W15H21:00 | 0 | 0 | 15.268 | 0 | 35 | 0 | 0.892
2021W15H22:00 | 0 | 0 | 8.368 | 0 | 35 | 0 | 0.892
2021W15H23:00 | 0 | 0 | 1.618 | 0 | 35 | 0 | 1.752 | 2021W15 | 0 | 0 | 80.933 | 0 | 471.229 | 391.165 | 175.103 | 1118.43
2021W16H00:00 | 0 | 0 | 0 | 0 | 9.622 | 0 | 25.388
2021W16H01:00 | 0 | 0 | 0 | 0 | 7.31 | 0 | 25.42
2021W16H02:00 | 0 | 0 | 0 | 0 | 2.062 | 0 | 29.338
2021W16H03:00 | 0 | 0 | 0 | 0 | 2.362 | 0 | 28.478
2021W16H04:00 | 0 | 0 | 0 | 0 | 2.276 | 0 | 29.784
2021W16H05:00 | 0 | 0 | 0 | 0 | 5.956 | 0 | 29.784
2021W16H06:00 | 0 | 0 | 0 | 0 | 8.358 | 3.304 | 29.338
2021W16H07:00 | 0 | 0 | 0 | 0 | 0 | 17.886 | 30.644
2021W16H08:00 | 0 | 0 | 0 | 0 | 0 | 31.462 | 23.598
2021W16H09:00 | 0 | 0 | 0 | 0 | 0 | 44.02 | 14.19
2021W16H10:00 | 0 | 0 | 0 | 0 | 0 | 27.104 | 30.636
2021W16H11:00 | 0 | 0 | 0 | 0 | 0 | 50.22 | 5.81
2021W16H12:00 | 0 | 0 | 0 | 0 | 0 | 21.018 | 32.842
2021W16H13:00 | 0 | 0 | 0 | 0 | 0 | 20.478 | 30.222
2021W16H14:00 | 0 | 0 | 0 | 0 | 0 | 45.88 | 1.48
2021W16H15:00 | 0 | 0 | 0 | 0 | 0 | 16.886 | 28.924
2021W16H16:00 | 0 | 0 | 0 | 0 | 0 | 17.23 | 28.98
2021W16H17:00 | 0 | 0 | 0 | 0 | 0 | 27.9 | 18.89
2021W16H18:00 | 0 | 0 | 0 | 0 | 17.038 | 1.342 | 31.09
2021W16H19:00 | 0 | 0 | 0 | 0 | 25.452 | 0 | 28.478
2021W16H20:00 | 0 | 0 | 0 | 0 | 28.82 | 0 | 27.14
2021W16H21:00 | 0 | 0 | 0 | 0 | 22.824 | 0 | 27.586
2021W16H22:00 | 0 | 0 | 0 | 0 | 20.458 | 0 | 24.082
2021W16H23:00 | 0 | 0 | 0 | 0 | 16.47 | 0 | 22.33 | 2021W16 | 0 | 0 | 0 | 0 | 169.008 | 324.73 | 604.452 | 1098.19
2021W17H00:00 | 0 | 0 | 0 | 0 | 27.952 | 0 | 7.008
2021W17H01:00 | 0 | 0 | 0 | 0 | 25.848 | 0 | 6.562
2021W17H02:00 | 0 | 0 | 0 | 0 | 24.602 | 0 | 7.008
2021W17H03:00 | 0 | 0 | 0 | 0 | 23.262 | 0 | 7.868
2021W17H04:00 | 0 | 0 | 0 | 0 | 25.086 | 0 | 7.454
2021W17H05:00 | 0 | 0 | 0 | 0 | 28.816 | 0 | 8.314
2021W17H06:00 | 0 | 0 | 0 | 0 | 9.02 | 25.192 | 10.958
2021W17H07:00 | 0 | 0 | 0 | 0 | 1.241 | 38.459 | 13.57
2021W17H08:00 | 0 | 0 | 0 | 0 | 0 | 44.447 | 13.863
2021W17H09:00 | 0 | 0 | 0 | 0 | 0 | 49.713 | 10.487
2021W17H10:00 | 0 | 0 | 0 | 0 | 0 | 48.36 | 11.05
2021W17H11:00 | 0 | 0 | 0 | 0 | 0 | 24.954 | 32.706
2021W17H12:00 | 0 | 0 | 0 | 0 | 0 | 20.03 | 35.04
2021W17H13:00 | 0 | 0 | 0 | 0 | 0 | 15.804 | 35.486
2021W17H14:00 | 0 | 0 | 0 | 0 | 0 | 43.4 | 5.29
2021W17H15:00 | 0 | 0 | 0 | 0 | 0 | 40.3 | 7.57
2021W17H16:00 | 0 | 0 | 0 | 0 | 0 | 21.82 | 26.28
2021W17H17:00 | 0 | 0 | 0 | 0 | 0 | 28.547 | 19.863
2021W17H18:00 | 0 | 0 | 0 | 0 | 24.099 | 5.937 | 20.164
2021W17H19:00 | 0 | 0 | 1.89 | 0 | 35 | 0 | 17.52
2021W17H20:00 | 0 | 0 | 12.362 | 0 | 35 | 0 | 10.098
2021W17H21:00 | 0 | 0 | 7.744 | 0 | 35 | 0 | 8.346
2021W17H22:00 | 0 | 0 | 2.908 | 0 | 35 | 0 | 6.562
2021W17H23:00 | 0 | 0 | 0 | 0 | 34.05 | 0 | 4.81 | 2021W17 | 0 | 0 | 24.904 | 0 | 363.976 | 406.963 | 333.877 | 1129.72
2021W18H00:00 | 0 | 0 | 0 | 0 | 31.66 | 0 | 4.81
2021W18H01:00 | 0 | 0 | 0 | 0 | 23.788 | 0 | 10.512
2021W18H02:00 | 0 | 0 | 0 | 0 | 22.052 | 0 | 10.958
2021W18H03:00 | 0 | 0 | 0 | 0 | 24.892 | 0 | 7.868
2021W18H04:00 | 0 | 0 | 0 | 0 | 22.11 | 0 | 11.85
2021W18H05:00 | 0 | 0 | 0 | 0 | 28.604 | 0 | 10.066
2021W18H06:00 | 0 | 0 | 0 | 0 | 14.735 | 22.559 | 10.066
2021W18H07:00 | 0 | 0 | 0 | 0 | 12.717 | 33.193 | 9.62
2021W18H08:00 | 0 | 0 | 0 | 0 | 1.722 | 41.814 | 17.074
2021W18H09:00 | 0 | 0 | 0 | 0 | 0 | 46.46 | 16.35
2021W18H10:00 | 0 | 0 | 0 | 0 | 0 | 48.36 | 13.78
2021W18H11:00 | 0 | 0 | 0 | 0 | 0 | 37.116 | 23.184
2021W18H12:00 | 0 | 0 | 0 | 0 | 0 | 34.92 | 22.77
2021W18H13:00 | 0 | 0 | 0 | 0 | 0 | 51.055 | 3.245
2021W18H14:00 | 0 | 0 | 0 | 0 | 0 | 35.13 | 16.56
2021W18H15:00 | 0 | 0 | 0 | 0 | 0 | 35.188 | 15.322
2021W18H16:00 | 0 | 0 | 0 | 0 | 0 | 34.136 | 16.974
2021W18H17:00 | 0 | 0 | 0 | 0 | 5.333 | 28.547 | 18.38
2021W18H18:00 | 0 | 0 | 0 | 0 | 26.836 | 9.292 | 18.412
2021W18H19:00 | 0 | 0 | 6.47 | 0 | 35 | 0 | 16.66
2021W18H20:00 | 0 | 0 | 18.302 | 0 | 35 | 0 | 7.868
2021W18H21:00 | 0 | 0 | 14.48 | 0 | 35 | 0 | 4.81
2021W18H22:00 | 0 | 0 | 7.814 | 0 | 35 | 0 | 4.396
2021W18H23:00 | 0 | 0 | 2.436 | 0 | 35 | 0 | 3.504 | 2021W18 | 0 | 0 | 49.502 | 0 | 389.449 | 457.77 | 295.039 | 1191.76
2021W19H00:00 | 0 | 0 | 0 | 0 | 19.924 | 0 | 17.966
2021W19H01:00 | 0 | 0 | 0 | 0 | 15.914 | 0 | 19.686
2021W19H02:00 | 0 | 0 | 0 | 0 | 17.596 | 0 | 17.074
2021W19H03:00 | 0 | 0 | 0 | 0 | 16.364 | 0 | 17.966
2021W19H04:00 | 0 | 0 | 0 | 0 | 16.112 | 0 | 19.718
2021W19H05:00 | 0 | 0 | 0 | 0 | 22.73 | 0 | 18.38
2021W19H06:00 | 0 | 0 | 0 | 0 | 2.757 | 27.825 | 20.578
2021W19H07:00 | 0 | 0 | 0 | 0 | 0 | 38.459 | 21.231
2021W19H08:00 | 0 | 0 | 0 | 0 | 0 | 45.118 | 19.372
2021W19H09:00 | 0 | 0 | 0 | 0 | 0 | 46.5 | 19.89
2021W19H10:00 | 0 | 0 | 0 | 0 | 0 | 53.068 | 11.502
2021W19H11:00 | 0 | 0 | 0 | 0 | 0 | 39.776 | 23.184
2021W19H12:00 | 0 | 0 | 0 | 0 | 0 | 33.62 | 26.91
2021W19H13:00 | 0 | 0 | 0 | 0 | 0 | 47.12 | 9.91
2021W19H14:00 | 0 | 0 | 0 | 0 | 0 | 23.44 | 31.05
2021W19H15:00 | 0 | 0 | 0 | 0 | 0 | 47.131 | 6.479
2021W19H16:00 | 0 | 0 | 0 | 0 | 0 | 41.763 | 13.237
2021W19H17:00 | 0 | 0 | 0 | 0 | 0 | 29.14 | 27.23
2021W19H18:00 | 0 | 0 | 0 | 0 | 18.196 | 12.596 | 27.618
2021W19H19:00 | 0 | 0 | 2.118 | 0 | 35 | 0 | 24.082
2021W19H20:00 | 0 | 0 | 5.77 | 0 | 35 | 0 | 22.33
2021W19H21:00 | 0 | 0 | 0 | 0 | 34.686 | 0 | 21.024
2021W19H22:00 | 0 | 0 | 0 | 0 | 30.62 | 0 | 17.52
2021W19H23:00 | 0 | 0 | 0 | 0 | 23.434 | 0 | 18.826 | 2021W19 | 0 | 0 | 7.888 | 0 | 288.333 | 485.556 | 472.763 | 1254.54
2021W20H00:00 | 0 | 0 | 0 | 0 | 30.492 | 0 | 7.868
2021W20H01:00 | 0 | 0 | 0 | 0 | 32.04 | 0 | 3.95
2021W20H02:00 | 0 | 0 | 0 | 0 | 30.764 | 0 | 4.396
2021W20H03:00 | 0 | 0 | 0 | 0 | 26.21 | 0 | 8.76
2021W20H04:00 | 0 | 0 | 0 | 0 | 27.064 | 0 | 9.206
2021W20H05:00 | 0 | 0 | 0 | 0 | 31.874 | 0.62 | 9.206
2021W20H06:00 | 0 | 0 | 0 | 0 | 17.368 | 26.534 | 7.868
2021W20H07:00 | 0 | 0 | 0 | 0 | 10.402 | 39.13 | 10.958
2021W20H08:00 | 0 | 0 | 0 | 0 | 4.968 | 46.46 | 14.462
2021W20H09:00 | 0 | 0 | 0 | 0 | 0.827 | 49.093 | 17.52
2021W20H10:00 | 0 | 0 | 0 | 0 | 0 | 46.128 | 19.872
2021W20H11:00 | 0 | 0 | 0 | 0 | 0 | 42.856 | 21.114
2021W20H12:00 | 0 | 0 | 0 | 0 | 0 | 38.406 | 23.184
2021W20H13:00 | 0 | 0 | 0 | 0 | 0 | 47.74 | 10.67
2021W20H14:00 | 0 | 0 | 0 | 0 | 0 | 27.144 | 28.566
2021W20H15:00 | 0 | 0 | 0 | 0 | 0 | 44.02 | 10.92
2021W20H16:00 | 0 | 0 | 0 | 0 | 0 | 25.914 | 30.676
2021W20H17:00 | 0 | 0 | 0 | 0 | 1.475 | 31.851 | 24.974
2021W20H18:00 | 0 | 0 | 0 | 0 | 22.114 | 15.28 | 22.776
2021W20H19:00 | 0 | 0 | 6.858 | 0 | 35 | 0 | 20.132
2021W20H20:00 | 0 | 0 | 19.47 | 0 | 35 | 0 | 9.62
2021W20H21:00 | 0 | 0 | 18.336 | 0 | 35 | 0 | 3.504
2021W20H22:00 | 0 | 0 | 9.912 | 0 | 35 | 0 | 3.918
2021W20H23:00 | 0 | 0 | 3.444 | 0 | 35 | 0 | 4.396 | 2021W20 | 0 | 0 | 58.02 | 0 | 410.598 | 481.176 | 328.516 | 1278.31
2021W21H00:00 | 0 | 0 | 0 | 0 | 29.754 | 0 | 9.206
2021W21H01:00 | 0 | 0 | 0 | 0 | 27.436 | 0 | 9.174
2021W21H02:00 | 0 | 0 | 0 | 0 | 23.952 | 0 | 11.818
2021W21H03:00 | 0 | 0 | 0 | 0 | 25.97 | 0 | 9.62
2021W21H04:00 | 0 | 0 | 0 | 0 | 27.28 | 0 | 9.62
2021W21H05:00 | 0 | 0 | 0 | 0 | 33.393 | 0.671 | 8.346
2021W21H06:00 | 0 | 0 | 0 | 0 | 18.2 | 25.914 | 8.346
2021W21H07:00 | 0 | 0 | 0 | 0 | 16.264 | 35.826 | 9.62
2021W21H08:00 | 0 | 0 | 0 | 0 | 5.594 | 43.776 | 17.52
2021W21H09:00 | 0 | 0 | 0 | 0 | 3.854 | 46.46 | 18.826
2021W21H10:00 | 0 | 0 | 0 | 0 | 0 | 50.036 | 17.934
2021W21H11:00 | 0 | 0 | 0 | 0 | 0 | 45.476 | 21.024
2021W21H12:00 | 0 | 0 | 0 | 0 | 0 | 53.068 | 11.092
2021W21H13:00 | 0 | 0 | 0 | 0 | 0 | 37.654 | 22.776
2021W21H14:00 | 0 | 0 | 0 | 0 | 0 | 35.184 | 22.776
2021W21H15:00 | 0 | 0 | 0 | 0 | 0 | 32.04 | 25.42
2021W21H16:00 | 0 | 0 | 0 | 0 | 0 | 33.176 | 25.834
2021W21H17:00 | 0 | 0 | 0 | 0 | 5.678 | 31.18 | 24.082
2021W21H18:00 | 0 | 0 | 0 | 0 | 24.87 | 17.242 | 20.578
2021W21H19:00 | 0 | 0 | 10.658 | 0 | 35 | 0 | 18.412
2021W21H20:00 | 0 | 0 | 15.894 | 0 | 35 | 0 | 14.016
2021W21H21:00 | 0 | 0 | 12.89 | 0 | 35 | 0 | 9.62
2021W21H22:00 | 0 | 0 | 8.462 | 0 | 35 | 0 | 6.148
2021W21H23:00 | 0 | 0 | 0.802 | 0 | 35 | 0 | 7.868 | 2021W21 | 0 | 0 | 48.706 | 0 | 417.245 | 487.703 | 359.676 | 1313.33
2021W22H00:00 | 0 | 0 | 0 | 0 | 33.538 | 0 | 6.562
2021W22H01:00 | 0 | 0 | 0 | 0 | 31.582 | 0 | 6.148
2021W22H02:00 | 0 | 0 | 0 | 0 | 30.452 | 0 | 6.148
2021W22H03:00 | 0 | 0 | 0 | 0 | 29.628 | 0 | 6.562
2021W22H04:00 | 0 | 0 | 0 | 0 | 29.822 | 0 | 7.868
2021W22H05:00 | 0 | 0 | 0 | 0 | 34.765 | 0.671 | 7.454
2021W22H06:00 | 0 | 0 | 0 | 0 | 16.408 | 29.838 | 7.454
2021W22H07:00 | 0 | 0 | 0 | 0 | 17.401 | 37.839 | 7.9
2021W22H08:00 | 0 | 0 | 0 | 0 | 13.43 | 43.776 | 12.264
2021W22H09:00 | 0 | 0 | 0 | 0 | 10.244 | 47.08 | 14.016
2021W22H10:00 | 0 | 0 | 0 | 0 | 6.705 | 49.093 | 14.462
2021W22H11:00 | 0 | 0 | 0 | 0 | 2.639 | 51.055 | 14.876
2021W22H12:00 | 0 | 0 | 0 | 0 | 0 | 48.204 | 17.966
2021W22H13:00 | 0 | 0 | 0 | 0 | 0 | 45.26 | 17.38
2021W22H14:00 | 0 | 0 | 0 | 0 | 0 | 38.22 | 21.47
2021W22H15:00 | 0 | 0 | 0 | 0 | 0 | 40.92 | 18.59
2021W22H16:00 | 0 | 0 | 0 | 0 | 3.202 | 38.51 | 19.718
2021W22H17:00 | 0 | 0 | 0 | 0 | 10.795 | 31.851 | 21.024
2021W22H18:00 | 0 | 0 | 0 | 0 | 27.298 | 18.584 | 19.718
2021W22H19:00 | 0 | 0 | 19.468 | 0 | 35 | 0 | 11.372
2021W22H20:00 | 0 | 0 | 26.054 | 0 | 35 | 0 | 5.256
2021W22H21:00 | 0 | 0 | 19.8 | 0 | 35 | 0 | 4.81
2021W22H22:00 | 0 | 0 | 11.044 | 0 | 35 | 0 | 5.256
2021W22H23:00 | 0 | 0 | 5.3 | 0 | 35 | 0 | 4.81 | 2021W22 | 0 | 0 | 81.666 | 0 | 472.909 | 520.901 | 279.084 | 1354.56
2021W23H00:00 | 0 | 0 | 0 | 0 | 33.502 | 0 | 10.098
2021W23H01:00 | 0 | 0 | 0 | 0 | 25.446 | 0 | 15.354
2021W23H02:00 | 0 | 0 | 0 | 0 | 23.326 | 0 | 16.214
2021W23H03:00 | 0 | 0 | 0 | 0 | 23.342 | 0 | 15.768
2021W23H04:00 | 0 | 0 | 0 | 0 | 24.902 | 0 | 15.768
2021W23H05:00 | 0 | 0 | 0 | 0 | 31.429 | 0.671 | 13.57
2021W23H06:00 | 0 | 0 | 0 | 0 | 14.543 | 30.509 | 10.958
2021W23H07:00 | 0 | 0 | 0 | 0 | 12.714 | 39.13 | 14.016
2021W23H08:00 | 0 | 0 | 0 | 0 | 8.454 | 47.08 | 17.106
2021W23H09:00 | 0 | 0 | 0 | 0 | 3.14 | 51.106 | 21.024
2021W23H10:00 | 0 | 0 | 0 | 0 | 0 | 49.032 | 24.528
2021W23H11:00 | 0 | 0 | 0 | 0 | 0 | 47.55 | 24.84
2021W23H12:00 | 0 | 0 | 0 | 0 | 0 | 42.568 | 28.032
2021W23H13:00 | 0 | 0 | 0 | 0 | 0 | 39.014 | 27.586
2021W23H14:00 | 0 | 0 | 0 | 0 | 0 | 46.5 | 17.5
2021W23H15:00 | 0 | 0 | 0 | 0 | 0 | 45.26 | 18.31
2021W23H16:00 | 0 | 0 | 0 | 0 | 0 | 41.143 | 23.987
2021W23H17:00 | 0 | 0 | 0 | 0 | 12.467 | 33.813 | 22.33
2021W23H18:00 | 0 | 0 | 0 | 0 | 27.809 | 19.255 | 23.636
2021W23H19:00 | 0 | 0 | 15.608 | 0 | 35 | 0 | 20.132
2021W23H20:00 | 0 | 0 | 23.406 | 0 | 35 | 0 | 12.264
2021W23H21:00 | 0 | 0 | 21.086 | 0 | 35 | 0 | 8.314
2021W23H22:00 | 0 | 0 | 14.444 | 0 | 35 | 0 | 6.116
2021W23H23:00 | 0 | 0 | 5.672 | 0 | 35 | 0 | 7.868 | 2021W23 | 0 | 0 | 80.216 | 0 | 416.074 | 532.631 | 415.319 | 1444.24
2021W24H00:00 | 0 | 0 | 0 | 0 | 23.592 | 0 | 20.578
2021W24H01:00 | 0 | 0 | 0 | 0 | 21.208 | 0 | 20.132
2021W24H02:00 | 0 | 0 | 0 | 0 | 22.224 | 0 | 17.966
2021W24H03:00 | 0 | 0 | 0 | 0 | 21.398 | 0 | 18.412
2021W24H04:00 | 0 | 0 | 0 | 0 | 29.728 | 0 | 11.372
2021W24H05:00 | 0 | 0 | 0 | 0 | 34.801 | 0.671 | 10.958
2021W24H06:00 | 0 | 0 | 0 | 0 | 11.098 | 28.496 | 17.966
2021W24H07:00 | 0 | 0 | 0 | 0 | 0 | 39.13 | 28.73
2021W24H08:00 | 0 | 0 | 0 | 0 | 0 | 43.776 | 30.914
2021W24H09:00 | 0 | 0 | 0 | 0 | 0 | 48.422 | 28.548
2021W24H10:00 | 0 | 0 | 0 | 0 | 0 | 49.764 | 25.996
2021W24H11:00 | 0 | 0 | 0 | 0 | 0 | 45.504 | 28.566
2021W24H12:00 | 0 | 0 | 0 | 0 | 0 | 45.3 | 26.91
2021W24H13:00 | 0 | 0 | 0 | 0 | 0 | 42.308 | 26.082
2021W24H14:00 | 0 | 0 | 0 | 0 | 0 | 49.093 | 16.747
2021W24H15:00 | 0 | 0 | 0 | 0 | 0 | 45.118 | 20.292
2021W24H16:00 | 0 | 0 | 0 | 0 | 6.85 | 40.472 | 20.578
2021W24H17:00 | 0 | 0 | 0 | 0 | 17.72 | 34.484 | 18.826
2021W24H18:00 | 0 | 0 | 2.667 | 0 | 35 | 19.875 | 15.768
2021W24H19:00 | 0 | 0 | 19.25 | 0 | 35 | 0 | 18.38
2021W24H20:00 | 0 | 0 | 21.056 | 0 | 35 | 0 | 16.214
2021W24H21:00 | 0 | 0 | 16.794 | 0 | 35 | 0 | 14.016
2021W24H22:00 | 0 | 0 | 5.266 | 0 | 35 | 0 | 17.074
2021W24H23:00 | 0 | 0 | 0 | 0 | 30.538 | 0 | 19.272 | 2021W24 | 0 | 0 | 65.033 | 0 | 394.157 | 532.413 | 490.297 | 1481.9
2021W25H00:00 | 0 | 0 | 11.348 | 0 | 35 | 0 | 1.752
2021W25H01:00 | 0 | 0 | 6.842 | 0 | 35 | 0 | 3.058
2021W25H02:00 | 0 | 0 | 4.942 | 0 | 35 | 0 | 3.058
2021W25H03:00 | 0 | 0 | 2.434 | 0 | 35 | 0 | 5.256
2021W25H04:00 | 0 | 0 | 0 | 0 | 33.518 | 0 | 10.512
2021W25H05:00 | 0 | 0 | 0 | 0 | 33.813 | 0.671 | 14.016
2021W25H06:00 | 0 | 0 | 0 | 0 | 17.562 | 29.218 | 12.71
2021W25H07:00 | 0 | 0 | 0 | 0 | 18.155 | 39.181 | 13.124
2021W25H08:00 | 0 | 0 | 0 | 0 | 17.857 | 45.067 | 14.876
2021W25H09:00 | 0 | 0 | 0 | 0 | 17.471 | 47.751 | 15.768
2021W25H10:00 | 0 | 0 | 0 | 0 | 10.604 | 51.106 | 18.38
2021W25H11:00 | 0 | 0 | 0 | 0 | 7.387 | 52.397 | 18.826
2021W25H12:00 | 0 | 0 | 0 | 0 | 2.494 | 53.068 | 21.438
2021W25H13:00 | 0 | 0 | 0 | 0 | 0 | 53.068 | 20.902
2021W25H14:00 | 0 | 0 | 0 | 0 | 0 | 52.397 | 19.263
2021W25H15:00 | 0 | 0 | 0 | 0 | 3.261 | 49.713 | 17.966
2021W25H16:00 | 0 | 0 | 0 | 0 | 14.731 | 44.447 | 14.462
2021W25H17:00 | 0 | 0 | 0 | 0 | 22.212 | 37.168 | 17.52
2021W25H18:00 | 0 | 0 | 7.777 | 0 | 35 | 22.559 | 13.124
2021W25H19:00 | 0 | 0 | 28.7 | 0 | 35 | 0 | 13.57
2021W25H20:00 | 0 | 0 | 30.302 | 0 | 35 | 0 | 10.958
2021W25H21:00 | 0 | 0 | 30.338 | 0 | 35 | 0 | 5.702
2021W25H22:00 | 0 | 0 | 21.814 | 0 | 35 | 0 | 5.256
2021W25H23:00 | 0 | 0 | 14.934 | 0 | 35 | 0 | 4.396 | 2021W25 | 0 | 0 | 159.431 | 0 | 549.065 | 577.811 | 295.893 | 1582.2
2021W26H00:00 | 0 | 0 | 15.938 | 0 | 35 | 0 | 5.702
2021W26H01:00 | 0 | 0 | 11.6 | 0 | 35 | 0 | 5.67
2021W26H02:00 | 0 | 0 | 10.29 | 0 | 35 | 0 | 4.81
2021W26H03:00 | 0 | 0 | 9.12 | 0 | 35 | 0 | 4.81
2021W26H04:00 | 0 | 0 | 11.552 | 0 | 35 | 0 | 3.058
2021W26H05:00 | 0 | 0 | 15.457 | 0 | 35 | 0.671 | 2.612
2021W26H06:00 | 0 | 0 | 0 | 0 | 26.901 | 31.851 | 6.148
2021W26H07:00 | 0 | 0 | 0 | 0 | 26.405 | 43.105 | 7.9
2021W26H08:00 | 0 | 0 | 0 | 0 | 28.126 | 48.422 | 10.512
2021W26H09:00 | 0 | 0 | 0 | 0 | 25.987 | 50.435 | 14.908
2021W26H10:00 | 0 | 0 | 0 | 0 | 21.137 | 53.739 | 16.214
2021W26H11:00 | 0 | 0 | 0 | 0 | 18.575 | 55.081 | 17.074
2021W26H12:00 | 0 | 0 | 0 | 0 | 15.757 | 55.701 | 18.412
2021W26H13:00 | 0 | 0 | 0 | 0 | 13.955 | 55.081 | 17.934
2021W26H14:00 | 0 | 0 | 0 | 0 | 11.804 | 53.068 | 19.718
2021W26H15:00 | 0 | 0 | 0 | 0 | 14.99 | 50.384 | 18.826
2021W26H16:00 | 0 | 0 | 0 | 0 | 22.416 | 47.08 | 17.074
2021W26H17:00 | 0 | 0 | 0 | 0 | 34.721 | 39.181 | 15.768
2021W26H18:00 | 0 | 0 | 20.126 | 0 | 35 | 25.192 | 11.372
2021W26H19:00 | 0 | 0 | 46.88 | 0 | 35 | 0 | 8.76
2021W26H20:00 | 0 | 0.984 | 47.4 | 0 | 35 | 0 | 6.116
2021W26H21:00 | 0 | 0 | 46.956 | 0 | 35 | 0 | 2.644
2021W26H22:00 | 0 | 0 | 36.02 | 0 | 35 | 0 | 3.95
2021W26H23:00 | 0 | 0 | 25.936 | 0 | 35 | 0 | 4.364 | 2021W26 | 0 | 0.984 | 297.275 | 0 | 680.774 | 608.991 | 244.356 | 1832.38
2021W27H00:00 | 0 | 0 | 27.548 | 0 | 35 | 0 | 1.752
2021W27H01:00 | 0 | 0 | 21.582 | 0 | 35 | 0 | 3.058
2021W27H02:00 | 0 | 0 | 19.398 | 0 | 35 | 0 | 2.612
2021W27H03:00 | 0 | 0 | 17.19 | 0 | 35 | 0 | 3.95
2021W27H04:00 | 0 | 0 | 17.204 | 0 | 35 | 0 | 4.396
2021W27H05:00 | 0 | 0 | 21.009 | 0 | 35 | 0.671 | 3.95
2021W27H06:00 | 0 | 0 | 2.812 | 0 | 35 | 31.8 | 2.198
2021W27H07:00 | 0 | 0 | 5.54 | 0 | 35 | 42.434 | 2.166
2021W27H08:00 | 0 | 0 | 4.44 | 0 | 35 | 48.422 | 7.008
2021W27H09:00 | 0 | 0 | 5.354 | 0 | 35 | 53.068 | 7.008
2021W27H10:00 | 0 | 0 | 1.074 | 0 | 35 | 55.03 | 9.206
2021W27H11:00 | 0 | 0 | 3.542 | 0 | 35 | 54.41 | 7.008
2021W27H12:00 | 0 | 0 | 1.575 | 0 | 35 | 55.081 | 7.454
2021W27H13:00 | 0 | 0 | 0 | 0 | 32.421 | 54.359 | 9.62
2021W27H14:00 | 0 | 0 | 0 | 0 | 30.78 | 52.448 | 10.512
2021W27H15:00 | 0 | 0 | 0 | 0 | 27.938 | 50.384 | 14.908
2021W27H16:00 | 0 | 0 | 3.814 | 0 | 35 | 46.46 | 10.066
2021W27H17:00 | 0 | 0 | 11.702 | 0 | 35 | 37.788 | 13.57
2021W27H18:00 | 0 | 0 | 26.148 | 0 | 35 | 25.192 | 13.57
2021W27H19:00 | 0 | 3.306 | 47.4 | 0 | 35 | 0 | 13.124
2021W27H20:00 | 0 | 5.258 | 47.4 | 0 | 35 | 0 | 10.512
2021W27H21:00 | 0 | 1.826 | 47.4 | 0 | 35 | 0 | 8.314
2021W27H22:00 | 0 | 0 | 39.276 | 0 | 35 | 0 | 8.314
2021W27H23:00 | 0 | 0 | 29.906 | 0 | 35 | 0 | 7.454 | 2021W27 | 0 | 10.39 | 401.314 | 0 | 826.139 | 607.547 | 181.73 | 2027.12
2021W28H00:00 | 0 | 0 | 20.762 | 0 | 35 | 0 | 7.868
2021W28H01:00 | 0 | 0 | 16.768 | 0 | 35 | 0 | 7.422
2021W28H02:00 | 0 | 0 | 16.928 | 0 | 35 | 0 | 4.842
2021W28H03:00 | 0 | 0 | 17.186 | 0 | 35 | 0 | 3.504
2021W28H04:00 | 0 | 0 | 19.748 | 0 | 35 | 0 | 1.752
2021W28H05:00 | 0 | 0 | 21.372 | 0 | 35 | 0.62 | 3.918
2021W28H06:00 | 0 | 0 | 0.519 | 0 | 35 | 30.509 | 5.702
2021W28H07:00 | 0 | 0 | 6.19 | 0 | 35 | 39.13 | 4.81
2021W28H08:00 | 0 | 0 | 2.984 | 0 | 35 | 47.08 | 10.066
2021W28H09:00 | 0 | 0 | 0 | 0 | 34.794 | 50.384 | 14.462
2021W28H10:00 | 0 | 0 | 0 | 0 | 28.722 | 50.384 | 20.164
2021W28H11:00 | 0 | 0 | 0 | 0 | 25.579 | 52.397 | 20.164
2021W28H12:00 | 0 | 0 | 0 | 0 | 20.731 | 52.397 | 24.082
2021W28H13:00 | 0 | 0 | 0 | 0 | 21.229 | 51.055 | 21.916
2021W28H14:00 | 0 | 0 | 0 | 0 | 19.232 | 51.726 | 20.132
2021W28H15:00 | 0 | 0 | 0 | 0 | 21.648 | 49.764 | 18.858
2021W28H16:00 | 0 | 0 | 0 | 0 | 28.427 | 44.447 | 19.686
2021W28H17:00 | 0 | 0 | 3.821 | 0 | 35 | 38.459 | 18.38
2021W28H18:00 | 0 | 0 | 21.744 | 0 | 35 | 23.23 | 17.966
2021W28H19:00 | 0 | 2.092 | 47.4 | 0 | 35 | 0 | 11.818
2021W28H20:00 | 0 | 2.744 | 47.4 | 0 | 35 | 0 | 10.066
2021W28H21:00 | 0 | 1.754 | 47.4 | 0 | 35 | 0 | 5.256
2021W28H22:00 | 0 | 0 | 43.324 | 0 | 35 | 0 | 1.306
2021W28H23:00 | 0 | 0 | 33.868 | 0 | 35 | 0 | 0.892 | 2021W28 | 0 | 6.59 | 367.414 | 0 | 760.362 | 581.582 | 275.032 | 1990.98
2021W29H00:00 | 0 | 0 | 25.696 | 0 | 35 | 0 | 0.414
2021W29H01:00 | 0 | 0 | 21.214 | 0 | 35 | 0 | 0.446
2021W29H02:00 | 0 | 0 | 18.48 | 0 | 35 | 0 | 0.86
2021W29H03:00 | 0 | 0 | 16.658 | 0 | 35 | 0 | 1.752
2021W29H04:00 | 0 | 0 | 17.448 | 0 | 35 | 0 | 1.752
2021W29H05:00 | 0 | 0 | 21.546 | 0 | 35 | 0 | 2.644
2021W29H06:00 | 0 | 0 | 2.534 | 0 | 35 | 29.838 | 2.198
2021W29H07:00 | 0 | 0 | 3.885 | 0 | 35 | 39.801 | 3.504
2021W29H08:00 | 0 | 0 | 0 | 0 | 34.858 | 46.46 | 10.512
2021W29H09:00 | 0 | 0 | 2.108 | 0 | 35 | 51.726 | 9.206
2021W29H10:00 | 0 | 0 | 0 | 0 | 32.644 | 53.068 | 11.818
2021W29H11:00 | 0 | 0 | 0 | 0 | 31.471 | 53.739 | 11.85
2021W29H12:00 | 0 | 0 | 0 | 0 | 29.267 | 53.739 | 13.124
2021W29H13:00 | 0 | 0 | 0 | 0 | 22.412 | 53.068 | 17.52
2021W29H14:00 | 0 | 0 | 0 | 0 | 19.707 | 52.397 | 17.966
2021W29H15:00 | 0 | 0 | 0 | 0 | 22.218 | 50.384 | 16.628
2021W29H16:00 | 0 | 0 | 0 | 0 | 33.522 | 45.738 | 12.71
2021W29H17:00 | 0 | 0 | 12.535 | 0 | 35 | 36.497 | 10.958
2021W29H18:00 | 0 | 0 | 31.576 | 0 | 35 | 21.888 | 9.206
2021W29H19:00 | 0 | 8.514 | 47.4 | 0 | 35 | 0 | 5.256
2021W29H20:00 | 0 | 10.572 | 47.4 | 0 | 35 | 0 | 3.058
2021W29H21:00 | 0 | 6.738 | 47.4 | 0 | 35 | 0 | 0.892
2021W29H22:00 | 0 | 0 | 44.324 | 0 | 35 | 0 | 0.446
2021W29H23:00 | 0 | 0 | 34.114 | 0 | 35 | 0 | 0.446 | 2021W29 | 0 | 25.824 | 394.318 | 0 | 786.099 | 588.343 | 165.166 | 1959.75
2021W30H00:00 | 0 | 0 | 27.356 | 0 | 35 | 0 | 2.644
2021W30H01:00 | 0 | 0 | 18.992 | 0 | 35 | 0 | 6.148
2021W30H02:00 | 0 | 0 | 18.064 | 0 | 35 | 0 | 4.396
2021W30H03:00 | 0 | 0 | 17.436 | 0 | 35 | 0 | 3.504
2021W30H04:00 | 0 | 0 | 19.028 | 0 | 35 | 0 | 2.612
2021W30H05:00 | 0 | 0 | 23.182 | 0 | 35 | 0 | 3.058
2021W30H06:00 | 0 | 0 | 3.909 | 0 | 35 | 30.509 | 1.752
2021W30H07:00 | 0 | 0 | 7.681 | 0 | 35 | 41.143 | 0.446
2021W30H08:00 | 0 | 0 | 9.265 | 0 | 35 | 47.131 | 3.504
2021W30H09:00 | 0 | 0 | 10.471 | 0 | 35 | 51.055 | 4.364
2021W30H10:00 | 0 | 0 | 6.86 | 0 | 35 | 53.068 | 5.702
2021W30H11:00 | 0 | 0 | 6.335 | 0 | 35 | 53.739 | 5.256
2021W30H12:00 | 0 | 0 | 0.955 | 0 | 35 | 53.739 | 10.066
2021W30H13:00 | 0 | 0 | 0 | 0 | 30.211 | 52.397 | 14.462
2021W30H14:00 | 0 | 0 | 0 | 0 | 28.628 | 53.068 | 12.264
2021W30H15:00 | 0 | 0 | 0 | 0 | 31.292 | 51.106 | 10.512
2021W30H16:00 | 0 | 0 | 3.44 | 0 | 35 | 45.118 | 11.372
2021W30H17:00 | 0 | 0 | 18.7 | 0 | 35 | 36.446 | 8.314
2021W30H18:00 | 0 | 0 | 35.948 | 0 | 35 | 20.546 | 9.206
2021W30H19:00 | 0 | 11.514 | 47.4 | 0 | 35 | 0 | 5.256
2021W30H20:00 | 0 | 14.066 | 47.4 | 0 | 35 | 0 | 2.644
2021W30H21:00 | 0 | 8.992 | 47.4 | 0 | 35 | 0 | 1.338
2021W30H22:00 | 0 | 0 | 46.93 | 0 | 35 | 0 | 0.86
2021W30H23:00 | 0 | 0 | 36.894 | 0 | 35 | 0 | 0.446 | 2021W30 | 0 | 34.572 | 453.646 | 0 | 825.131 | 589.065 | 130.126 | 2032.54
2021W31H00:00 | 0 | 0 | 17.64 | 0 | 35 | 0 | 9.62
2021W31H01:00 | 0 | 0 | 13.354 | 0 | 35 | 0 | 9.206
2021W31H02:00 | 0 | 0 | 11.97 | 0 | 35 | 0 | 7.9
2021W31H03:00 | 0 | 0 | 6.726 | 0 | 35 | 0 | 12.264
2021W31H04:00 | 0 | 0 | 5.914 | 0 | 35 | 0 | 14.016
2021W31H05:00 | 0 | 0 | 6.074 | 0 | 35 | 0 | 18.826
2021W31H06:00 | 0 | 0 | 0 | 0 | 18.407 | 31.851 | 19.272
2021W31H07:00 | 0 | 0 | 0 | 0 | 21.169 | 43.105 | 17.966
2021W31H08:00 | 0 | 0 | 0 | 0 | 20.171 | 49.093 | 23.636
2021W31H09:00 | 0 | 0 | 0 | 0 | 22.521 | 50.435 | 25.834
2021W31H10:00 | 0 | 0 | 0 | 0 | 20.329 | 52.397 | 25.834
2021W31H11:00 | 0 | 0 | 0 | 0 | 18.196 | 53.068 | 26.726
2021W31H12:00 | 0 | 0 | 0 | 0 | 14.527 | 53.739 | 28.924
2021W31H13:00 | 0 | 0 | 0 | 0 | 15.918 | 53.068 | 24.974
2021W31H14:00 | 0 | 0 | 0 | 0 | 13.635 | 52.397 | 24.528
2021W31H15:00 | 0 | 0 | 0 | 0 | 13.299 | 52.397 | 24.114
2021W31H16:00 | 0 | 0 | 0 | 0 | 24.46 | 49.042 | 18.858
2021W31H17:00 | 0 | 0 | 4.58 | 0 | 35 | 39.13 | 17.52
2021W31H18:00 | 0 | 0 | 26.442 | 0 | 35 | 21.268 | 16.66
2021W31H19:00 | 0 | 0 | 46.936 | 0 | 35 | 0 | 17.074
2021W31H20:00 | 0 | 4.68 | 47.4 | 0 | 35 | 0 | 12.71
2021W31H21:00 | 0 | 1.186 | 47.4 | 0 | 35 | 0 | 8.314
2021W31H22:00 | 0 | 0 | 37.68 | 0 | 35 | 0 | 8.76
2021W31H23:00 | 0 | 0 | 26.134 | 0 | 35 | 0 | 10.066 | 2021W31 | 0 | 5.866 | 298.25 | 0 | 657.632 | 600.99 | 423.602 | 1986.34
2021W32H00:00 | 0 | 0 | 35.878 | 0 | 35 | 0 | 1.752
2021W32H01:00 | 0 | 0 | 30.318 | 0 | 35 | 0 | 1.752
2021W32H02:00 | 0 | 0 | 26.888 | 0 | 35 | 0 | 1.752
2021W32H03:00 | 0 | 0 | 25.164 | 0 | 35 | 0 | 2.166
2021W32H04:00 | 0 | 0 | 26.038 | 0 | 35 | 0 | 1.752
2021W32H05:00 | 0 | 0 | 31.404 | 0 | 35 | 0 | 1.306
2021W32H06:00 | 0 | 0 | 8.804 | 0 | 35 | 26.534 | 6.562
2021W32H07:00 | 0 | 0 | 11.405 | 0 | 35 | 36.497 | 7.008
2021W32H08:00 | 0 | 0 | 10.525 | 0 | 35 | 46.409 | 9.206
2021W32H09:00 | 0 | 0 | 15.918 | 0 | 35 | 48.422 | 8.76
2021W32H10:00 | 0 | 0 | 10.1 | 0 | 35 | 51.726 | 11.404
2021W32H11:00 | 0 | 0 | 5.851 | 0 | 35 | 52.397 | 14.462
2021W32H12:00 | 0 | 0 | 0 | 0 | 34.159 | 53.739 | 19.272
2021W32H13:00 | 0 | 0 | 0 | 0 | 33.007 | 51.055 | 20.578
2021W32H14:00 | 0 | 0 | 0 | 0 | 33.47 | 49.764 | 18.826
2021W32H15:00 | 0 | 0 | 0 | 0 | 34.313 | 47.751 | 18.826
2021W32H16:00 | 0 | 0 | 5.583 | 0 | 35 | 43.105 | 19.272
2021W32H17:00 | 0 | 0 | 20.513 | 0 | 35 | 33.813 | 17.074
2021W32H18:00 | 0 | 0 | 44.169 | 0 | 35 | 16.571 | 13.57
2021W32H19:00 | 0 | 15.998 | 47.4 | 0 | 35 | 0 | 10.512
2021W32H20:00 | 0 | 19.48 | 47.4 | 0 | 35 | 0 | 8.76
2021W32H21:00 | 0 | 11.41 | 47.4 | 0 | 35 | 0 | 8.76
2021W32H22:00 | 0 | 2.302 | 47.4 | 0 | 35 | 0 | 7.008
2021W32H23:00 | 0 | 0 | 37.632 | 0 | 35 | 0 | 7.868 | 2021W32 | 0 | 49.19 | 535.79 | 0 | 834.949 | 557.783 | 238.208 | 2215.92
2021W33H00:00 | 0 | 0 | 19.502 | 0 | 35 | 0 | 7.868
2021W33H01:00 | 0 | 0 | 15.592 | 0 | 35 | 0 | 7.008
2021W33H02:00 | 0 | 0 | 12.722 | 0 | 35 | 0 | 7.008
2021W33H03:00 | 0 | 0 | 11.216 | 0 | 35 | 0 | 7.454
2021W33H04:00 | 0 | 0 | 11.806 | 0 | 35 | 0 | 7.454
2021W33H05:00 | 0 | 0 | 16.07 | 0 | 35 | 0 | 7.9
2021W33H06:00 | 0 | 0 | 12.04 | 0 | 35 | 12.596 | 7.454
2021W33H07:00 | 0 | 0 | 0 | 0 | 32.232 | 39.13 | 7.868
2021W33H08:00 | 0 | 0 | 0.808 | 0 | 35 | 45.118 | 9.174
2021W33H09:00 | 0 | 0 | 2.256 | 0 | 35 | 48.422 | 10.512
2021W33H10:00 | 0 | 0 | 0 | 0 | 33.987 | 49.713 | 12.71
2021W33H11:00 | 0 | 0 | 0 | 0 | 30.933 | 50.435 | 14.462
2021W33H12:00 | 0 | 0 | 0 | 0 | 20.502 | 53.068 | 21.47
2021W33H13:00 | 0 | 0 | 0 | 0 | 18.568 | 51.726 | 21.916
2021W33H14:00 | 0 | 0 | 0 | 0 | 15.823 | 51.055 | 22.362
2021W33H15:00 | 0 | 0 | 0 | 0 | 18.335 | 47.751 | 21.884
2021W33H16:00 | 0 | 0 | 0 | 0 | 21.946 | 42.434 | 26.28
2021W33H17:00 | 0 | 0 | 6.089 | 0 | 35 | 32.471 | 21.47
2021W33H18:00 | 0 | 0 | 33.985 | 0 | 35 | 11.925 | 18.38
2021W33H19:00 | 0 | 5.33 | 47.4 | 0 | 35 | 0 | 12.71
2021W33H20:00 | 0 | 15.1 | 47.4 | 0 | 35 | 0 | 4.81
2021W33H21:00 | 0 | 8.292 | 47.4 | 0 | 35 | 0 | 2.198
2021W33H22:00 | 0 | 0 | 44.712 | 0 | 35 | 0 | 2.198
2021W33H23:00 | 0 | 0 | 34.274 | 0 | 35 | 0 | 2.166 | 2021W33 | 0 | 28.722 | 363.272 | 0 | 752.326 | 535.844 | 284.716 | 1964.88
2021W34H00:00 | 0 | 0 | 16.196 | 0 | 35 | 0 | 9.174
2021W34H01:00 | 0 | 0 | 12.694 | 0 | 35 | 0 | 8.346
2021W34H02:00 | 0 | 0 | 11.132 | 0 | 35 | 0 | 7.008
2021W34H03:00 | 0 | 0 | 10.122 | 0 | 35 | 0 | 7.008
2021W34H04:00 | 0 | 0 | 7.964 | 0 | 35 | 0 | 10.066
2021W34H05:00 | 0 | 0 | 14.74 | 0 | 35 | 0 | 8.76
2021W34H06:00 | 0 | 0 | 23.295 | 0 | 35 | 1.291 | 7.454
2021W34H07:00 | 0 | 0 | 0 | 0 | 32.906 | 39.13 | 7.454
2021W34H08:00 | 0 | 0 | 0 | 0 | 31.276 | 45.738 | 13.156
2021W34H09:00 | 0 | 0 | 0 | 0 | 26.578 | 48.422 | 20.61
2021W34H10:00 | 0 | 0 | 0 | 0 | 19.676 | 51.726 | 23.668
2021W34H11:00 | 0 | 0 | 0 | 0 | 15.487 | 53.739 | 24.974
2021W34H12:00 | 0 | 0 | 0 | 0 | 16.315 | 52.397 | 24.528
2021W34H13:00 | 0 | 0 | 0 | 0 | 11.263 | 52.397 | 26.28
2021W34H14:00 | 0 | 0 | 0 | 0 | 8.102 | 53.068 | 25.42
2021W34H15:00 | 0 | 0 | 0 | 0 | 10.156 | 49.764 | 25.42
2021W34H16:00 | 0 | 0 | 0 | 0 | 16.918 | 45.118 | 25.834
2021W34H17:00 | 0 | 0 | 0 | 0 | 31.105 | 33.813 | 27.172
2021W34H18:00 | 0 | 0 | 28.467 | 0 | 35 | 5.317 | 26.726
2021W34H19:00 | 0 | 0 | 43.588 | 0 | 35 | 0 | 18.412
2021W34H20:00 | 0 | 2.49 | 47.4 | 0 | 35 | 0 | 12.71
2021W34H21:00 | 0 | 0 | 41.828 | 0 | 35 | 0 | 10.512
2021W34H22:00 | 0 | 0 | 32.97 | 0 | 35 | 0 | 8.76
2021W34H23:00 | 0 | 0 | 25.474 | 0 | 35 | 0 | 6.116 | 2021W34 | 0 | 2.49 | 315.87 | 0 | 674.782 | 531.92 | 385.568 | 1910.63
2021W35H00:00 | 0 | 0 | 21.022 | 0 | 35 | 0 | 1.338
2021W35H01:00 | 0 | 0 | 16.104 | 0 | 35 | 0 | 2.166
2021W35H02:00 | 0 | 0 | 10.754 | 0 | 35 | 0 | 5.256
2021W35H03:00 | 0 | 0 | 7.822 | 0 | 35 | 0 | 7.008
2021W35H04:00 | 0 | 0 | 9.082 | 0 | 35 | 0 | 7.008
2021W35H05:00 | 0 | 0 | 15.492 | 0 | 35 | 0 | 7.008
2021W35H06:00 | 0 | 0 | 23.485 | 0 | 35 | 1.291 | 6.594
2021W35H07:00 | 0 | 0 | 0 | 0 | 31.998 | 37.788 | 8.314
2021W35H08:00 | 0 | 0 | 0 | 0 | 33.347 | 46.409 | 8.314
2021W35H09:00 | 0 | 0 | 0 | 0 | 32.99 | 48.422 | 11.818
2021W35H10:00 | 0 | 0 | 0 | 0 | 26.252 | 51.726 | 15.322
2021W35H11:00 | 0 | 0 | 0 | 0 | 25.491 | 51.777 | 15.322
2021W35H12:00 | 0 | 0 | 0 | 0 | 20.647 | 53.739 | 17.074
2021W35H13:00 | 0 | 0 | 0 | 0 | 19.3 | 51.726 | 17.074
2021W35H14:00 | 0 | 0 | 0 | 0 | 14.793 | 51.055 | 18.412
2021W35H15:00 | 0 | 0 | 0 | 0 | 16.857 | 49.093 | 16.66
2021W35H16:00 | 0 | 0 | 0 | 0 | 19.695 | 43.105 | 22.33
2021W35H17:00 | 0 | 0 | 3.183 | 0 | 35 | 30.509 | 19.718
2021W35H18:00 | 0 | 0 | 40.422 | 0 | 35 | 0 | 15.768
2021W35H19:00 | 0 | 0.358 | 47.4 | 0 | 35 | 0 | 10.512
2021W35H20:00 | 0 | 3.748 | 47.4 | 0 | 35 | 0 | 6.562
2021W35H21:00 | 0 | 0 | 43.94 | 0 | 35 | 0 | 3.95
2021W35H22:00 | 0 | 0 | 34.5 | 0 | 35 | 0 | 3.09
2021W35H23:00 | 0 | 0 | 26.192 | 0 | 35 | 0 | 2.198 | 2021W35 | 0 | 4.106 | 346.798 | 0 | 731.37 | 516.64 | 248.816 | 1847.73
2021W36H00:00 | 0 | 0 | 7.236 | 0 | 35 | 0 | 7.454
2021W36H01:00 | 0 | 0 | 4.968 | 0 | 35 | 0 | 6.562
2021W36H02:00 | 0 | 0 | 3.028 | 0 | 35 | 0 | 6.562
2021W36H03:00 | 0 | 0 | 2.446 | 0 | 35 | 0 | 6.594
2021W36H04:00 | 0 | 0 | 3.116 | 0 | 35 | 0 | 7.454
2021W36H05:00 | 0 | 0 | 1.868 | 0 | 35 | 0 | 14.462
2021W36H06:00 | 0 | 0 | 9.891 | 0 | 35 | 0.671 | 14.908
2021W36H07:00 | 0 | 0 | 0 | 0 | 16.737 | 38.459 | 16.214
2021W36H08:00 | 0 | 0 | 0 | 0 | 9.464 | 45.738 | 24.528
2021W36H09:00 | 0 | 0 | 0 | 0 | 4.729 | 49.093 | 29.338
2021W36H10:00 | 0 | 0 | 0 | 0 | 3.192 | 51.726 | 27.172
2021W36H11:00 | 0 | 0 | 0 | 0 | 4.506 | 51.106 | 25.388
2021W36H12:00 | 0 | 0 | 0 | 0 | 1.816 | 50.384 | 27.14
2021W36H13:00 | 0 | 0 | 0 | 0 | 0 | 49.764 | 25.666
2021W36H14:00 | 0 | 0 | 0 | 0 | 0 | 45.789 | 26.411
2021W36H15:00 | 0 | 0 | 0 | 0 | 4.897 | 44.447 | 21.916
2021W36H16:00 | 0 | 0 | 0 | 0 | 11.879 | 37.117 | 24.974
2021W36H17:00 | 0 | 0 | 0 | 0 | 27.029 | 23.901 | 26.28
2021W36H18:00 | 0 | 0 | 19.436 | 0 | 35 | 0 | 24.974
2021W36H19:00 | 0 | 0 | 30.682 | 0 | 35 | 0 | 16.628
2021W36H20:00 | 0 | 0 | 33.496 | 0 | 35 | 0 | 11.404
2021W36H21:00 | 0 | 0 | 25.218 | 0 | 35 | 0 | 10.512
2021W36H22:00 | 0 | 0 | 16.328 | 0 | 35 | 0 | 10.512
2021W36H23:00 | 0 | 0 | 8.442 | 0 | 35 | 0 | 10.958 | 2021W36 | 0 | 0 | 166.155 | 0 | 539.249 | 488.195 | 424.011 | 1617.61
2021W37H00:00 | 0 | 0 | 0 | 0 | 23.73 | 0 | 22.33
2021W37H01:00 | 0 | 0 | 0 | 0 | 21.314 | 0 | 21.916
2021W37H02:00 | 0 | 0 | 0 | 0 | 18.348 | 0 | 23.222
2021W37H03:00 | 0 | 0 | 0 | 0 | 16.226 | 0 | 24.974
2021W37H04:00 | 0 | 0 | 0 | 0 | 17.302 | 0 | 25.388
2021W37H05:00 | 0 | 0 | 0 | 0 | 21.924 | 0 | 27.586
2021W37H06:00 | 0 | 0 | 0 | 0 | 33.195 | 0.671 | 26.694
2021W37H07:00 | 0 | 0 | 0 | 0 | 7.838 | 34.484 | 28.478
2021W37H08:00 | 0 | 0 | 0 | 0 | 5.964 | 43.776 | 29.37
2021W37H09:00 | 0 | 0 | 0 | 0 | 0 | 47.751 | 34.589
2021W37H10:00 | 0 | 0 | 0 | 0 | 0 | 47.751 | 33.609
2021W37H11:00 | 0 | 0 | 0 | 0 | 0.658 | 48.422 | 31.09
2021W37H12:00 | 0 | 0 | 0 | 0 | 0 | 46.46 | 31.58
2021W37H13:00 | 0 | 0 | 0 | 0 | 0 | 48.422 | 25.218
2021W37H14:00 | 0 | 0 | 0 | 0 | 0 | 43.4 | 27.53
2021W37H15:00 | 0 | 0 | 0 | 0 | 0 | 41.092 | 29.538
2021W37H16:00 | 0 | 0 | 0 | 0 | 6.723 | 35.155 | 31.122
2021W37H17:00 | 0 | 0 | 0 | 0 | 22.152 | 20.546 | 33.702
2021W37H18:00 | 0 | 0 | 12.75 | 0 | 35 | 0 | 31.09
2021W37H19:00 | 0 | 0 | 22.662 | 0 | 35 | 0 | 24.528
2021W37H20:00 | 0 | 0 | 28.508 | 0 | 35 | 0 | 14.462
2021W37H21:00 | 0 | 0 | 9.192 | 0 | 35 | 0 | 23.668
2021W37H22:00 | 0 | 0 | 5.274 | 0 | 35 | 0 | 18.826
2021W37H23:00 | 0 | 0 | 0 | 0 | 29.676 | 0 | 21.884 | 2021W37 | 0 | 0 | 78.386 | 0 | 400.05 | 457.93 | 642.394 | 1578.76
2021W38H00:00 | 0 | 0 | 11.972 | 0 | 35 | 0 | 3.058
2021W38H01:00 | 0 | 0 | 9.912 | 0 | 35 | 0 | 2.198
2021W38H02:00 | 0 | 0 | 7.818 | 0 | 35 | 0 | 2.612
2021W38H03:00 | 0 | 0 | 4.674 | 0 | 35 | 0 | 5.256
2021W38H04:00 | 0 | 0 | 0.332 | 0 | 35 | 0 | 10.958
2021W38H05:00 | 0 | 0 | 7.028 | 0 | 35 | 0 | 11.372
2021W38H06:00 | 0 | 0 | 18.027 | 0 | 35 | 0.671 | 10.512
2021W38H07:00 | 0 | 0 | 0.107 | 0 | 35 | 29.167 | 10.066
2021W38H08:00 | 0 | 0 | 0 | 0 | 34.891 | 36.497 | 10.512
2021W38H09:00 | 0 | 0 | 0 | 0 | 30.392 | 41.814 | 13.124
2021W38H10:00 | 0 | 0 | 0 | 0 | 32.274 | 43.776 | 8.76
2021W38H11:00 | 0 | 0 | 0 | 0 | 28.536 | 43.776 | 11.818
2021W38H12:00 | 0 | 0 | 0 | 0 | 29.951 | 40.421 | 11.818
2021W38H13:00 | 0 | 0 | 0 | 0 | 23.241 | 39.801 | 15.768
2021W38H14:00 | 0 | 0 | 0 | 0 | 20.112 | 40.472 | 14.876
2021W38H15:00 | 0 | 0 | 0 | 0 | 22.912 | 36.446 | 16.182
2021W38H16:00 | 0 | 0 | 0.592 | 0 | 35 | 26.534 | 16.214
2021W38H17:00 | 0 | 0 | 20.24 | 0 | 35 | 12.596 | 13.124
2021W38H18:00 | 0 | 0 | 40.532 | 0 | 35 | 0 | 7.868
2021W38H19:00 | 0 | 0.08 | 47.4 | 0 | 35 | 0 | 4.81
2021W38H20:00 | 0 | 0 | 42.19 | 0 | 35 | 0 | 3.95
2021W38H21:00 | 0 | 0 | 32.286 | 0 | 35 | 0 | 3.504
2021W38H22:00 | 0 | 0 | 23.456 | 0 | 35 | 0 | 3.504
2021W38H23:00 | 0 | 0 | 16.256 | 0 | 35 | 0 | 3.504 | 2021W38 | 0 | 0.08 | 282.822 | 0 | 782.309 | 391.971 | 215.368 | 1672.55
2021W39H00:00 | 0 | 0 | 8.704 | 0 | 35 | 0 | 2.166
2021W39H01:00 | 0 | 0 | 5.826 | 0 | 35 | 0 | 2.644
2021W39H02:00 | 0 | 0 | 5.784 | 0 | 35 | 0 | 1.306
2021W39H03:00 | 0 | 0 | 6.124 | 0 | 35 | 0 | 0.446
2021W39H04:00 | 0 | 0 | 7.594 | 0 | 35 | 0 | 0.446
2021W39H05:00 | 0 | 0 | 14.064 | 0 | 35 | 0 | 1.306
2021W39H06:00 | 0 | 0 | 24.328 | 0 | 35 | 0.62 | 0.892
2021W39H07:00 | 0 | 0 | 6.168 | 0 | 35 | 27.876 | 0.446
2021W39H08:00 | 0 | 0 | 3.067 | 0 | 35 | 37.117 | 1.306
2021W39H09:00 | 0 | 0 | 2.265 | 0 | 35 | 39.801 | 2.644
2021W39H10:00 | 0 | 0 | 0 | 0 | 31.089 | 42.485 | 5.256
2021W39H11:00 | 0 | 0 | 0 | 0 | 28.977 | 43.105 | 6.148
2021W39H12:00 | 0 | 0 | 0 | 0 | 26.728 | 40.472 | 8.76
2021W39H13:00 | 0 | 0 | 0 | 0 | 21.6 | 40.472 | 10.098
2021W39H14:00 | 0 | 0 | 0 | 0 | 13.032 | 37.788 | 18.38
2021W39H15:00 | 0 | 0 | 0 | 0 | 13.955 | 36.497 | 18.858
2021W39H16:00 | 0 | 0 | 0 | 0 | 26.573 | 27.205 | 18.412
2021W39H17:00 | 0 | 0 | 11.863 | 0 | 35 | 8.621 | 18.826
2021W39H18:00 | 0 | 0 | 26.322 | 0 | 35 | 0 | 15.768
2021W39H19:00 | 0 | 0 | 36.436 | 0 | 35 | 0 | 9.174
2021W39H20:00 | 0 | 0 | 33.352 | 0 | 35 | 0 | 6.148
2021W39H21:00 | 0 | 0 | 23.524 | 0 | 35 | 0 | 6.116
2021W39H22:00 | 0 | 0 | 16.414 | 0 | 35 | 0 | 5.256
2021W39H23:00 | 0 | 0 | 12.032 | 0 | 35 | 0 | 3.058 | 2021W39 | 0 | 0 | 243.867 | 0 | 756.954 | 382.059 | 163.86 | 1546.74
2021W40H00:00 | 0 | 0 | 0 | 0 | 34.386 | 0 | 7.454
2021W40H01:00 | 0 | 0 | 0 | 0 | 32.762 | 0 | 7.008
2021W40H02:00 | 0 | 0 | 0 | 0 | 31.076 | 0 | 7.454
2021W40H03:00 | 0 | 0 | 0 | 0 | 25.946 | 0 | 12.264
2021W40H04:00 | 0 | 0 | 0 | 0 | 26.1 | 0 | 13.57
2021W40H05:00 | 0 | 0 | 0 | 0 | 33.146 | 0 | 13.124
2021W40H06:00 | 0 | 0 | 5.548 | 0 | 35 | 0 | 16.182
2021W40H07:00 | 0 | 0 | 0 | 0 | 16.687 | 31.851 | 15.322
2021W40H08:00 | 0 | 0 | 0 | 0 | 13.041 | 39.801 | 16.628
2021W40H09:00 | 0 | 0 | 0 | 0 | 7.575 | 44.447 | 19.718
2021W40H10:00 | 0 | 0 | 0 | 0 | 0.639 | 45.789 | 24.082
2021W40H11:00 | 0 | 0 | 0 | 0 | 0 | 47.751 | 21.249
2021W40H12:00 | 0 | 0 | 0 | 0 | 0 | 46.46 | 20.61
2021W40H13:00 | 0 | 0 | 0 | 0 | 0 | 46.46 | 16.85
2021W40H14:00 | 0 | 0 | 0 | 0 | 0 | 43.105 | 17.595
2021W40H15:00 | 0 | 0 | 0 | 0 | 1.207 | 37.839 | 21.884
2021W40H16:00 | 0 | 0 | 0 | 0 | 13.76 | 29.218 | 20.132
2021W40H17:00 | 0 | 0 | 11.769 | 0 | 35 | 0.671 | 17.52
2021W40H18:00 | 0 | 0 | 18.348 | 0 | 35 | 0 | 15.322
2021W40H19:00 | 0 | 0 | 26.204 | 0 | 35 | 0 | 10.066
2021W40H20:00 | 0 | 0 | 19.832 | 0 | 35 | 0 | 10.958
2021W40H21:00 | 0 | 0 | 10.538 | 0 | 35 | 0 | 11.372
2021W40H22:00 | 0 | 0 | 2.42 | 0 | 35 | 0 | 12.71
2021W40H23:00 | 0 | 0 | 0 | 0 | 31.96 | 0 | 12.71 | 2021W40 | 0 | 0 | 94.659 | 0 | 513.285 | 413.392 | 361.784 | 1383.12
2021W41H00:00 | 0 | 0 | 0 | 0 | 30.276 | 0 | 8.314
2021W41H01:00 | 0 | 0 | 0 | 0 | 28.772 | 0 | 7.868
2021W41H02:00 | 0 | 0 | 0 | 0 | 28.436 | 0 | 7.454
2021W41H03:00 | 0 | 0 | 0 | 0 | 28.928 | 0 | 6.562
2021W41H04:00 | 0 | 0 | 0 | 0 | 32.86 | 0 | 3.95
2021W41H05:00 | 0 | 0 | 3.704 | 0 | 35 | 0 | 4.396
2021W41H06:00 | 0 | 0 | 13.62 | 0 | 35 | 0 | 4.81
2021W41H07:00 | 0 | 0 | 0 | 0 | 31.277 | 25.863 | 3.09
2021W41H08:00 | 0 | 0 | 0 | 0 | 29.241 | 32.471 | 3.918
2021W41H09:00 | 0 | 0 | 0 | 0 | 20.081 | 37.117 | 10.512
2021W41H10:00 | 0 | 0 | 0 | 0 | 12.647 | 39.801 | 14.462
2021W41H11:00 | 0 | 0 | 0 | 0 | 8.425 | 38.459 | 18.826
2021W41H12:00 | 0 | 0 | 0 | 0 | 3.156 | 39.13 | 21.024
2021W41H13:00 | 0 | 0 | 0 | 0 | 0 | 37.788 | 21.822
2021W41H14:00 | 0 | 0 | 0 | 0 | 0 | 37.788 | 19.372
2021W41H15:00 | 0 | 0 | 0 | 0 | 3.334 | 33.142 | 21.024
2021W41H16:00 | 0 | 0 | 0 | 0 | 19.62 | 23.23 | 16.66
2021W41H17:00 | 0 | 0 | 13.034 | 0 | 35 | 0 | 13.156
2021W41H18:00 | 0 | 0 | 21.624 | 0 | 35 | 0 | 9.206
2021W41H19:00 | 0 | 0 | 29.946 | 0 | 35 | 0 | 2.644
2021W41H20:00 | 0 | 0 | 26.108 | 0 | 35 | 0 | 0.892
2021W41H21:00 | 0 | 0 | 16.344 | 0 | 35 | 0 | 2.166
2021W41H22:00 | 0 | 0 | 8.686 | 0 | 35 | 0 | 3.504
2021W41H23:00 | 0 | 0 | 2.846 | 0 | 35 | 0 | 4.364 | 2021W41 | 0 | 0 | 135.912 | 0 | 592.053 | 344.789 | 229.996 | 1302.75
2021W42H00:00 | 0 | 0 | 0 | 0 | 29.498 | 0 | 6.562
2021W42H01:00 | 0 | 0 | 0 | 0 | 28.508 | 0 | 5.702
2021W42H02:00 | 0 | 0 | 0 | 0 | 26.798 | 0 | 6.562
2021W42H03:00 | 0 | 0 | 0 | 0 | 23.318 | 0 | 9.652
2021W42H04:00 | 0 | 0 | 0 | 0 | 28.282 | 0 | 6.148
2021W42H05:00 | 0 | 0 | 0 | 0 | 32.946 | 0 | 7.454
2021W42H06:00 | 0 | 0 | 12.572 | 0 | 35 | 0 | 3.058
2021W42H07:00 | 0 | 0 | 11.043 | 0 | 35 | 5.317 | 5.67
2021W42H08:00 | 0 | 0 | 0 | 0 | 20.329 | 35.155 | 6.116
2021W42H09:00 | 0 | 0 | 0 | 0 | 13.582 | 39.13 | 10.958
2021W42H10:00 | 0 | 0 | 0 | 0 | 1.995 | 42.485 | 18.38
2021W42H11:00 | 0 | 0 | 0 | 0 | 0.104 | 42.434 | 19.272
2021W42H12:00 | 0 | 0 | 0 | 0 | 0 | 39.13 | 20
2021W42H13:00 | 0 | 0 | 0 | 0 | 0 | 38.44 | 16.82
2021W42H14:00 | 0 | 0 | 0 | 0 | 0 | 34.535 | 18.365
2021W42H15:00 | 0 | 0 | 0 | 0 | 0.549 | 31.851 | 20.61
2021W42H16:00 | 0 | 0 | 0 | 0 | 13.817 | 19.255 | 21.438
2021W42H17:00 | 0 | 0 | 5.734 | 0 | 35 | 0 | 14.876
2021W42H18:00 | 0 | 0 | 15.102 | 0 | 35 | 0 | 10.958
2021W42H19:00 | 0 | 0 | 19.792 | 0 | 35 | 0 | 7.008
2021W42H20:00 | 0 | 0 | 9.23 | 0 | 35 | 0 | 12.71
2021W42H21:00 | 0 | 0 | 1.56 | 0 | 35 | 0 | 12.71
2021W42H22:00 | 0 | 0 | 0 | 0 | 32.402 | 0 | 10.958
2021W42H23:00 | 0 | 0 | 0 | 0 | 26.126 | 0 | 12.264 | 2021W42 | 0 | 0 | 75.033 | 0 | 523.254 | 327.732 | 284.251 | 1210.27
2021W43H00:00 | 0 | 0 | 0 | 0 | 18.648 | 0 | 14.462
2021W43H01:00 | 0 | 0 | 0 | 0 | 21.57 | 0 | 9.62
2021W43H02:00 | 0 | 0 | 0 | 0 | 19.532 | 0 | 10.958
2021W43H03:00 | 0 | 0 | 0 | 0 | 21.986 | 0 | 8.314
2021W43H04:00 | 0 | 0 | 0 | 0 | 20.302 | 0 | 10.958
2021W43H05:00 | 0 | 0 | 0 | 0 | 24.842 | 0 | 10.958
2021W43H06:00 | 0 | 0 | 0.73 | 0 | 35 | 0 | 8.76
2021W43H07:00 | 0 | 0 | 6.898 | 0 | 35 | 1.342 | 7.9
2021W43H08:00 | 0 | 0 | 0 | 0 | 17 | 32.522 | 6.148
2021W43H09:00 | 0 | 0 | 0 | 0 | 15.162 | 33.864 | 8.314
2021W43H10:00 | 0 | 0 | 0 | 0 | 3.508 | 41.814 | 11.818
2021W43H11:00 | 0 | 0 | 0 | 0 | 0 | 38.09 | 18.38
2021W43H12:00 | 0 | 0 | 0 | 0 | 0 | 39.13 | 15.04
2021W43H13:00 | 0 | 0 | 0 | 0 | 0 | 35.34 | 15.75
2021W43H14:00 | 0 | 0 | 0 | 0 | 0 | 34.1 | 14.47
2021W43H15:00 | 0 | 0 | 0 | 0 | 0 | 31.18 | 16.88
2021W43H16:00 | 0 | 0 | 0 | 0 | 16.947 | 16.571 | 15.322
2021W43H17:00 | 0 | 0 | 1.69 | 0 | 35 | 0 | 13.57
2021W43H18:00 | 0 | 0 | 13.798 | 0 | 35 | 0 | 6.562
2021W43H19:00 | 0 | 0 | 12.41 | 0 | 35 | 0 | 8.76
2021W43H20:00 | 0 | 0 | 9.546 | 0 | 35 | 0 | 8.314
2021W43H21:00 | 0 | 0 | 0.948 | 0 | 35 | 0 | 10.512
2021W43H22:00 | 0 | 0 | 0 | 0 | 29.958 | 0 | 10.512
2021W43H23:00 | 0 | 0 | 0 | 0 | 26.378 | 0 | 9.652 | 2021W43 | 0 | 0 | 46.02 | 0 | 480.833 | 303.953 | 271.934 | 1102.74
2021W44H00:00 | 0 | 0 | 0 | 0 | 14.58 | 0 | 17.52
2021W44H01:00 | 0 | 0 | 0 | 0 | 11.674 | 0 | 17.966
2021W44H02:00 | 0 | 0 | 0 | 0 | 14.244 | 0 | 14.016
2021W44H03:00 | 0 | 0 | 0 | 0 | 14.06 | 0 | 13.57
2021W44H04:00 | 0 | 0 | 0 | 0 | 15.366 | 0 | 12.264
2021W44H05:00 | 0 | 0 | 0 | 0 | 17.868 | 0 | 11.372
2021W44H06:00 | 0 | 0 | 0 | 0 | 24.88 | 0 | 8.76
2021W44H07:00 | 0 | 0 | 0 | 0 | 31.55 | 1.342 | 7.008
2021W44H08:00 | 0 | 0 | 0 | 0 | 3.391 | 31.851 | 10.958
2021W44H09:00 | 0 | 0 | 0 | 0 | 0 | 33.608 | 15.732
2021W44H10:00 | 0 | 0 | 0 | 0 | 0 | 32.368 | 17.802
2021W44H11:00 | 0 | 0 | 0 | 0 | 0 | 37.2 | 12.06
2021W44H12:00 | 0 | 0 | 0 | 0 | 0 | 35.96 | 11.8
2021W44H13:00 | 0 | 0 | 0 | 0 | 0 | 26.322 | 20.578
2021W44H14:00 | 0 | 0 | 0 | 0 | 0 | 32.86 | 11.5
2021W44H15:00 | 0 | 0 | 0 | 0 | 0 | 29.167 | 13.473
2021W44H16:00 | 0 | 0 | 0 | 0 | 10.022 | 13.938 | 18.38
2021W44H17:00 | 0 | 0 | 0 | 0 | 31.842 | 0 | 11.818
2021W44H18:00 | 0 | 0 | 0 | 0 | 33.774 | 0 | 14.016
2021W44H19:00 | 0 | 0 | 0 | 0 | 32.246 | 0 | 16.214
2021W44H20:00 | 0 | 0 | 0 | 0 | 32.042 | 0 | 15.768
2021W44H21:00 | 0 | 0 | 0 | 0 | 27.78 | 0 | 16.66
2021W44H22:00 | 0 | 0 | 0 | 0 | 19.672 | 0 | 19.718
2021W44H23:00 | 0 | 0 | 0 | 0 | 16.032 | 0 | 18.858 | 2021W44 | 0 | 0 | 0 | 0 | 351.023 | 274.616 | 347.811 | 973.45
2021W45H00:00 | 0 | 0 | 0 | 0 | 12.31 | 0 | 18.38
2021W45H01:00 | 0 | 0 | 0 | 0 | 9.134 | 0 | 18.826
2021W45H02:00 | 0 | 0 | 0 | 0 | 7.328 | 0 | 19.272
2021W45H03:00 | 0 | 0 | 0 | 0 | 5.846 | 0 | 20.164
2021W45H04:00 | 0 | 0 | 0 | 0 | 4.876 | 0 | 21.024
2021W45H05:00 | 0 | 0 | 0 | 0 | 13.904 | 0 | 13.156
2021W45H06:00 | 0 | 0 | 0 | 0 | 14.034 | 0 | 17.966
2021W45H07:00 | 0 | 0 | 0 | 0 | 28.331 | 0.671 | 10.958
2021W45H08:00 | 0 | 0 | 0 | 0 | 0 | 30.509 | 15.461
2021W45H09:00 | 0 | 0 | 0 | 0 | 0 | 24.542 | 24.528
2021W45H10:00 | 0 | 0 | 0 | 0 | 0 | 25.976 | 24.114
2021W45H11:00 | 0 | 0 | 0 | 0 | 0 | 39.801 | 9.569
2021W45H12:00 | 0 | 0 | 0 | 0 | 0 | 19.774 | 28.566
2021W45H13:00 | 0 | 0 | 0 | 0 | 0 | 37.2 | 10.24
2021W45H14:00 | 0 | 0 | 0 | 0 | 0 | 31.62 | 13.22
2021W45H15:00 | 0 | 0 | 0 | 0 | 0 | 15.198 | 28.032
2021W45H16:00 | 0 | 0 | 0 | 0 | 7.759 | 13.267 | 21.884
2021W45H17:00 | 0 | 0 | 0 | 0 | 24.1 | 0 | 20.61
2021W45H18:00 | 0 | 0 | 0 | 0 | 28.988 | 0 | 19.272
2021W45H19:00 | 0 | 0 | 0 | 0 | 23.84 | 0 | 25.42
2021W45H20:00 | 0 | 0 | 0 | 0 | 19.976 | 0 | 29.784
2021W45H21:00 | 0 | 0 | 0 | 0 | 26.146 | 0 | 20.164
2021W45H22:00 | 0 | 0 | 0 | 0 | 17.854 | 0 | 22.776
2021W45H23:00 | 0 | 0 | 0 | 0 | 10.958 | 0 | 24.082 | 2021W45 | 0 | 0 | 0 | 0 | 255.384 | 238.558 | 477.468 | 971.41
2021W46H00:00 | 0 | 0 | 0 | 0 | 23.718 | 0 | 10.512
2021W46H01:00 | 0 | 0 | 0 | 0 | 18.346 | 0 | 12.264
2021W46H02:00 | 0 | 0 | 0 | 0 | 16.16 | 0 | 12.71
2021W46H03:00 | 0 | 0 | 0 | 0 | 16.952 | 0 | 10.958
2021W46H04:00 | 0 | 0 | 0 | 0 | 14.474 | 0 | 13.156
2021W46H05:00 | 0 | 0 | 0 | 0 | 15.62 | 0 | 13.57
2021W46H06:00 | 0 | 0 | 0 | 0 | 23.436 | 0 | 11.404
2021W46H07:00 | 0 | 0 | 0 | 0 | 31.225 | 0.671 | 12.264
2021W46H08:00 | 0 | 0 | 0 | 0 | 4.672 | 27.876 | 18.412
2021W46H09:00 | 0 | 0 | 0 | 0 | 0 | 33.48 | 20.79
2021W46H10:00 | 0 | 0 | 0 | 0 | 0 | 35.826 | 19.684
2021W46H11:00 | 0 | 0 | 0 | 0 | 0 | 37.839 | 17.121
2021W46H12:00 | 0 | 0 | 0 | 0 | 0 | 34.1 | 19.63
2021W46H13:00 | 0 | 0 | 0 | 0 | 0 | 32.24 | 20.6
2021W46H14:00 | 0 | 0 | 0 | 0 | 0 | 27.9 | 23.07
2021W46H15:00 | 0 | 0 | 0 | 0 | 0 | 25.863 | 24.227
2021W46H16:00 | 0 | 0 | 0 | 0 | 26.818 | 3.304 | 19.718
2021W46H17:00 | 0 | 0 | 3.154 | 0 | 35 | 0 | 14.016
2021W46H18:00 | 0 | 0 | 7.98 | 0 | 35 | 0 | 12.71
2021W46H19:00 | 0 | 0 | 10.506 | 0 | 35 | 0 | 11.404
2021W46H20:00 | 0 | 0 | 8.614 | 0 | 35 | 0 | 14.016
2021W46H21:00 | 0 | 0 | 8.128 | 0 | 35 | 0 | 11.372
2021W46H22:00 | 0 | 0 | 7.95 | 0 | 35 | 0 | 4.81
2021W46H23:00 | 0 | 0 | 0 | 0 | 27.506 | 0 | 13.124 | 2021W46 | 0 | 0 | 46.332 | 0 | 428.927 | 259.099 | 361.542 | 1095.9
2021W47H00:00 | 0 | 0 | 0 | 0 | 22.04 | 0 | 13.57
2021W47H01:00 | 0 | 0 | 0 | 0 | 20.336 | 0 | 11.404
2021W47H02:00 | 0 | 0 | 0 | 0 | 20.484 | 0 | 9.206
2021W47H03:00 | 0 | 0 | 0 | 0 | 19.64 | 0 | 8.76
2021W47H04:00 | 0 | 0 | 0 | 0 | 17.818 | 0 | 10.512
2021W47H05:00 | 0 | 0 | 0 | 0 | 22.336 | 0 | 7.454
2021W47H06:00 | 0 | 0 | 0 | 0 | 25.398 | 0 | 10.512
2021W47H07:00 | 0 | 0 | 5.054 | 0 | 35 | 0.62 | 5.256
2021W47H08:00 | 0 | 0 | 0 | 0 | 21.922 | 23.23 | 7.008
2021W47H09:00 | 0 | 0 | 0 | 0 | 18.635 | 29.167 | 7.008
2021W47H10:00 | 0 | 0 | 0 | 0 | 8.798 | 33.142 | 13.57
2021W47H11:00 | 0 | 0 | 0 | 0 | 12.356 | 32.522 | 9.652
2021W47H12:00 | 0 | 0 | 0 | 0 | 1.382 | 32.522 | 18.826
2021W47H13:00 | 0 | 0 | 0 | 0 | 0 | 31.18 | 20.33
2021W47H14:00 | 0 | 0 | 0 | 0 | 4.505 | 27.205 | 18.38
2021W47H15:00 | 0 | 0 | 0 | 0 | 12.089 | 22.559 | 14.462
2021W47H16:00 | 0 | 0 | 2.276 | 0 | 35 | 0 | 12.264
2021W47H17:00 | 0 | 0 | 5.146 | 0 | 35 | 0 | 12.264
2021W47H18:00 | 0 | 0 | 9.658 | 0 | 35 | 0 | 11.372
2021W47H19:00 | 0 | 0 | 7.624 | 0 | 35 | 0 | 14.876
2021W47H20:00 | 0 | 0 | 9.9 | 0 | 35 | 0 | 13.57
2021W47H21:00 | 0 | 0 | 11.384 | 0 | 35 | 0 | 9.206
2021W47H22:00 | 0 | 0 | 6.932 | 0 | 35 | 0 | 7.008
2021W47H23:00 | 0 | 0 | 0 | 0 | 34.898 | 0 | 6.562 | 2021W47 | 0 | 0 | 57.974 | 0 | 542.637 | 232.147 | 273.032 | 1105.79
2021W48H00:00 | 0 | 0 | 0 | 0 | 18.684 | 0 | 14.876
2021W48H01:00 | 0 | 0 | 0 | 0 | 15.414 | 0 | 14.876
2021W48H02:00 | 0 | 0 | 0 | 0 | 12.392 | 0 | 15.768
2021W48H03:00 | 0 | 0 | 0 | 0 | 8.948 | 0 | 18.412
2021W48H04:00 | 0 | 0 | 0 | 0 | 14.6 | 0 | 12.71
2021W48H05:00 | 0 | 0 | 0 | 0 | 12.992 | 0 | 15.768
2021W48H06:00 | 0 | 0 | 0 | 0 | 19.762 | 0 | 14.908
2021W48H07:00 | 0 | 0 | 0 | 0 | 30.954 | 0 | 13.156
2021W48H08:00 | 0 | 0 | 0 | 0 | 11.793 | 23.901 | 14.016
2021W48H09:00 | 0 | 0 | 0 | 0 | 4.452 | 29.838 | 17.52
2021W48H10:00 | 0 | 0 | 0 | 0 | 0 | 33.142 | 18.828
2021W48H11:00 | 0 | 0 | 0 | 0 | 0 | 31.851 | 18.309
2021W48H12:00 | 0 | 0 | 0 | 0 | 0 | 31 | 17.5
2021W48H13:00 | 0 | 0 | 0 | 0 | 0 | 29.838 | 17.772
2021W48H14:00 | 0 | 0 | 0 | 0 | 0.144 | 25.192 | 20.164
2021W48H15:00 | 0 | 0 | 0 | 0 | 7.971 | 19.875 | 16.214
2021W48H16:00 | 0 | 0 | 0 | 0 | 30.274 | 0 | 14.016
2021W48H17:00 | 0 | 0 | 0 | 0 | 32.272 | 0 | 15.768
2021W48H18:00 | 0 | 0 | 0 | 0 | 34.902 | 0 | 16.628
2021W48H19:00 | 0 | 0 | 4.976 | 0 | 35 | 0 | 13.124
2021W48H20:00 | 0 | 0 | 3.262 | 0 | 35 | 0 | 15.768
2021W48H21:00 | 0 | 0 | 0 | 0 | 32.618 | 0 | 18.412
2021W48H22:00 | 0 | 0 | 0 | 0 | 24.928 | 0 | 20.132
2021W48H23:00 | 0 | 0 | 0 | 0 | 20.18 | 0 | 18.38 | 2021W48 | 0 | 0 | 8.238 | 0 | 403.28 | 224.637 | 393.025 | 1029.18
2021W49H00:00 | 0 | 0 | 0 | 0 | 22.406 | 0 | 12.264
2021W49H01:00 | 0 | 0 | 0 | 0 | 19.026 | 0 | 12.264
2021W49H02:00 | 0 | 0 | 0 | 0 | 16.362 | 0 | 12.678
2021W49H03:00 | 0 | 0 | 0 | 0 | 15.3 | 0 | 12.71
2021W49H04:00 | 0 | 0 | 0 | 0 | 14.654 | 0 | 13.156
2021W49H05:00 | 0 | 0 | 0 | 0 | 16.186 | 0 | 13.124
2021W49H06:00 | 0 | 0 | 0 | 0 | 21.106 | 0 | 13.124
2021W49H07:00 | 0 | 0 | 0 | 0 | 30.2 | 0 | 12.71
2021W49H08:00 | 0 | 0 | 0 | 0 | 11.013 | 25.863 | 12.264
2021W49H09:00 | 0 | 0 | 0 | 0 | 11.099 | 29.889 | 11.372
2021W49H10:00 | 0 | 0 | 0 | 0 | 3.427 | 35.155 | 14.908
2021W49H11:00 | 0 | 0 | 0 | 0 | 0 | 34.59 | 17.52
2021W49H12:00 | 0 | 0 | 0 | 0 | 1.974 | 35.826 | 12.71
2021W49H13:00 | 0 | 0 | 0 | 0 | 2.947 | 36.497 | 10.066
2021W49H14:00 | 0 | 0 | 0 | 0 | 5.707 | 31.851 | 10.512
2021W49H15:00 | 0 | 0 | 0 | 0 | 9.949 | 25.863 | 10.958
2021W49H16:00 | 0 | 0 | 1.394 | 0 | 35 | 0 | 10.066
2021W49H17:00 | 0 | 0 | 7.416 | 0 | 35 | 0 | 7.454
2021W49H18:00 | 0 | 0 | 11.292 | 0 | 35 | 0 | 7.008
2021W49H19:00 | 0 | 0 | 12.136 | 0 | 35 | 0 | 7.454
2021W49H20:00 | 0 | 0 | 12.792 | 0 | 35 | 0 | 7.868
2021W49H21:00 | 0 | 0 | 11.102 | 0 | 35 | 0 | 7.008
2021W49H22:00 | 0 | 0 | 4.756 | 0 | 35 | 0 | 7.454
2021W49H23:00 | 0 | 0 | 0 | 0 | 32.776 | 0 | 7.454 | 2021W49 | 0 | 0 | 60.888 | 0 | 479.132 | 255.534 | 264.106 | 1059.66
2021W50H00:00 | 0 | 0 | 0 | 0 | 17.61 | 0 | 17.52
2021W50H01:00 | 0 | 0 | 0 | 0 | 9.06 | 0 | 22.33
2021W50H02:00 | 0 | 0 | 0 | 0 | 6.86 | 0 | 22.33
2021W50H03:00 | 0 | 0 | 0 | 0 | 4.248 | 0 | 24.082
2021W50H04:00 | 0 | 0 | 0 | 0 | 2.78 | 0 | 25.42
2021W50H05:00 | 0 | 0 | 0 | 0 | 6.914 | 0 | 22.776
2021W50H06:00 | 0 | 0 | 0 | 0 | 15.052 | 0 | 20.578
2021W50H07:00 | 0 | 0 | 0 | 0 | 28.244 | 0 | 17.966
2021W50H08:00 | 0 | 0 | 0 | 0 | 6.484 | 26.534 | 19.272
2021W50H09:00 | 0 | 0 | 0 | 0 | 0 | 31.851 | 22.879
2021W50H10:00 | 0 | 0 | 0 | 0 | 0 | 32.24 | 22.87
2021W50H11:00 | 0 | 0 | 0 | 0 | 0 | 34.72 | 18.87
2021W50H12:00 | 0 | 0 | 0 | 0 | 0 | 20.196 | 31.464
2021W50H13:00 | 0 | 0 | 0 | 0 | 0 | 30.38 | 19.81
2021W50H14:00 | 0 | 0 | 0 | 0 | 0 | 19.55 | 28.98
2021W50H15:00 | 0 | 0 | 0 | 0 | 0.573 | 22.559 | 24.528
2021W50H16:00 | 0 | 0 | 0 | 0 | 30.404 | 0 | 17.966
2021W50H17:00 | 0 | 0 | 0.992 | 0 | 35 | 0 | 15.768
2021W50H18:00 | 0 | 0 | 6.39 | 0 | 35 | 0 | 13.57
2021W50H19:00 | 0 | 0 | 4.832 | 0 | 35 | 0 | 16.628
2021W50H20:00 | 0 | 0 | 0.79 | 0 | 35 | 0 | 21.47
2021W50H21:00 | 0 | 0 | 0 | 0 | 34.246 | 0 | 20.164
2021W50H22:00 | 0 | 0 | 0 | 0 | 26.346 | 0 | 21.884
2021W50H23:00 | 0 | 0 | 0 | 0 | 25.162 | 0 | 15.768 | 2021W50 | 0 | 0 | 13.004 | 0 | 353.983 | 218.03 | 504.893 | 1089.91
2021W51H00:00 | 0 | 0 | 0 | 0 | 6.29 | 0 | 27.14
2021W51H01:00 | 0 | 0 | 0 | 0 | 4.742 | 0 | 25.388
2021W51H02:00 | 0 | 0 | 0 | 0 | 3.632 | 0 | 24.528
2021W51H03:00 | 0 | 0 | 0 | 0 | 2.298 | 0 | 24.942
2021W51H04:00 | 0 | 0 | 0 | 0 | 5.026 | 0 | 21.884
2021W51H05:00 | 0 | 0 | 0 | 0 | 7.782 | 0 | 20.578
2021W51H06:00 | 0 | 0 | 0 | 0 | 13.658 | 0 | 20.132
2021W51H07:00 | 0 | 0 | 0 | 0 | 27.156 | 0 | 16.214
2021W51H08:00 | 0 | 0 | 0 | 0 | 29.732 | 4.646 | 14.462
2021W51H09:00 | 0 | 0 | 0 | 0 | 9.973 | 27.205 | 14.462
2021W51H10:00 | 0 | 0 | 0 | 0 | 6.233 | 28.547 | 17.52
2021W51H11:00 | 0 | 0 | 0 | 0 | 0 | 31.18 | 19.69
2021W51H12:00 | 0 | 0 | 0 | 0 | 0 | 30.38 | 18.91
2021W51H13:00 | 0 | 0 | 0 | 0 | 0 | 31 | 17.04
2021W51H14:00 | 0 | 0 | 0 | 0 | 0 | 15.294 | 30.676
2021W51H15:00 | 0 | 0 | 0 | 0 | 0 | 19.22 | 25.49
2021W51H16:00 | 0 | 0 | 0 | 0 | 18.73 | 0 | 26.28
2021W51H17:00 | 0 | 0 | 0 | 0 | 28.958 | 0 | 19.272
2021W51H18:00 | 0 | 0 | 0 | 0 | 29.224 | 0 | 21.916
2021W51H19:00 | 0 | 0 | 0 | 0 | 30.916 | 0 | 21.024
2021W51H20:00 | 0 | 0 | 0 | 0 | 28.002 | 0 | 24.528
2021W51H21:00 | 0 | 0 | 0 | 0 | 29.292 | 0 | 20.578
2021W51H22:00 | 0 | 0 | 0 | 0 | 22.902 | 0 | 21.438
2021W51H23:00 | 0 | 0 | 0 | 0 | 11.914 | 0 | 26.726 | 2021W51 | 0 | 0 | 0 | 0 | 316.46 | 187.472 | 520.818 | 1024.75
2021W52H00:00 | 0 | 0 | 0 | 0 | 26.962 | 0 | 7.008
2021W52H01:00 | 0 | 0 | 0 | 0 | 22.732 | 0 | 7.868
2021W52H02:00 | 0 | 0 | 0 | 0 | 20.216 | 0 | 8.314
2021W52H03:00 | 0 | 0 | 0 | 0 | 22.846 | 0 | 4.364
2021W52H04:00 | 0 | 0 | 0 | 0 | 24.416 | 0 | 2.644
2021W52H05:00 | 0 | 0 | 0 | 0 | 25.732 | 0 | 2.198
2021W52H06:00 | 0 | 0 | 0 | 0 | 28.626 | 0 | 2.644
2021W52H07:00 | 0 | 0 | 0.224 | 0 | 35 | 0 | 1.306
2021W52H08:00 | 0 | 0 | 4.642 | 0 | 35 | 1.342 | 0.446
2021W52H09:00 | 0 | 0 | 0 | 0 | 14.919 | 31.851 | 0
2021W52H10:00 | 0 | 0 | 0 | 0 | 10.755 | 33.193 | 4.842
2021W52H11:00 | 0 | 0 | 0 | 0 | 4.615 | 35.155 | 7.9
2021W52H12:00 | 0 | 0 | 0 | 0 | 0 | 34.406 | 11.404
2021W52H13:00 | 0 | 0 | 0 | 0 | 0 | 32.984 | 12.006
2021W52H14:00 | 0 | 0 | 0 | 0 | 0 | 25.67 | 17.52
2021W52H15:00 | 0 | 0 | 0 | 0 | 0 | 25.332 | 15.768
2021W52H16:00 | 0 | 0 | 0 | 0 | 27.39 | 0 | 13.57
2021W52H17:00 | 0 | 0 | 0 | 0 | 33.974 | 0 | 10.066
2021W52H18:00 | 0 | 0 | 6.436 | 0 | 35 | 0 | 7.454
2021W52H19:00 | 0 | 0 | 8.162 | 0 | 35 | 0 | 7.008
2021W52H20:00 | 0 | 0 | 7.77 | 0 | 35 | 0 | 7.9
2021W52H21:00 | 0 | 0 | 6.452 | 0 | 35 | 0 | 7.008
2021W52H22:00 | 0 | 0 | 2.022 | 0 | 35 | 0 | 7.008
2021W52H23:00 | 0 | 0 | 0 | 0 | 31.832 | 0 | 7.008 | 2021W52 | 0 | 0 | 35.708 | 0 | 540.015 | 219.933 | 173.254 | 968.91
2025W01H00:00 | 0 | 0 | 0 | 0 | 16.119 | 0 | 23.151
2025W01H01:00 | 0 | 0 | 0 | 0 | 13.722 | 0 | 21.978
2025W01H02:00 | 0 | 0 | 0 | 0 | 10.065 | 0 | 23.215
2025W01H03:00 | 0 | 0 | 0 | 0 | 7.459 | 0 | 23.151
2025W01H04:00 | 0 | 0 | 0 | 0 | 12.005 | 0 | 18.235
2025W01H05:00 | 0 | 0 | 0 | 0 | 8.6245 | 0 | 23.7055
2025W01H06:00 | 0 | 0 | 0 | 0 | 11.8095 | 0 | 22.6605
2025W01H07:00 | 0 | 0 | 0 | 0 | 22.138 | 0 | 21.882
2025W01H08:00 | 0 | 0 | 0 | 0 | 29.514 | 1.342 | 19.504
2025W01H09:00 | 0 | 0 | 0 | 0 | 4.6885 | 30.509 | 20.1225
2025W01H10:00 | 0 | 0 | 0 | 0 | 0 | 32.522 | 24.378
2025W01H11:00 | 0.7 | 0 | 0 | 0 | 0 | 35.96 | 21.86
2025W01H12:00 | 0 | 0 | 0 | 0 | 0 | 34.1 | 23.14
2025W01H13:00 | 0 | 0 | 0 | 0 | 0 | 38.459 | 14.841
2025W01H14:00 | 0 | 0 | 0 | 0 | 0 | 4.235 | 45.385
2025W01H15:00 | 0 | 0 | 0 | 0 | 0 | 13.154 | 37.536
2025W01H16:00 | 0 | 0 | 0 | 0 | 1.8405 | 5.988 | 40.8315
2025W01H17:00 | 0 | 0 | 0 | 0 | 27.5625 | 0 | 26.1475
2025W01H18:00 | 0 | 0 | 0 | 4.856 | 35 | 0 | 19.504
2025W01H19:00 | 0 | 0 | 0 | 8.488 | 35 | 0 | 17.062
2025W01H20:00 | 1 | 0 | 0 | 10.631 | 35 | 0 | 15.889
2025W01H21:00 | 0 | 0 | 0 | 5.0695 | 35 | 0 | 17.8405
2025W01H22:00 | 0 | 0 | 0 | 0 | 30.586 | 0 | 21.914
2025W01H23:00 | 0 | 0 | 0 | 0 | 23.1935 | 0 | 22.5965 | 2025W01 | 1.7 | 0 | 0 | 29.0445 | 359.327 | 196.269 | 566.5295 | 1152.87
2025W02H00:00 | 0 | 0 | 0 | 0 | 12.73 | 0 | 26.99
2025W02H01:00 | 0 | 0 | 0 | 0 | 8.7725 | 0 | 26.1475
2025W02H02:00 | 0 | 0 | 0 | 0 | 12.4965 | 0 | 21.4235
2025W02H03:00 | 0 | 0 | 0 | 0 | 9.6825 | 0 | 21.3275
2025W02H04:00 | 0 | 0 | 0 | 0 | 9.549 | 0 | 23.151
2025W02H05:00 | 0 | 0 | 0 | 0 | 7.217 | 0 | 25.593
2025W02H06:00 | 0 | 0 | 0 | 0 | 7.7395 | 0 | 32.3005
2025W02H07:00 | 0 | 0 | 0 | 0 | 23.2675 | 0 | 27.6725
2025W02H08:00 | 0 | 0 | 0 | 0 | 34.028 | 1.342 | 24.26
2025W02H09:00 | 0 | 0 | 0 | 0 | 8.7235 | 33.295 | 21.3915
2025W02H10:00 | 0 | 0 | 0 | 0 | 3.099 | 35.775 | 24.356
2025W02H11:00 | 0 | 0 | 0 | 0 | 0 | 36.58 | 27.87
2025W02H12:00 | 0 | 0 | 0 | 0 | 0 | 37.82 | 22.44
2025W02H13:00 | 0 | 0 | 0 | 0 | 0 | 21.0635 | 39.9465
2025W02H14:00 | 0 | 0 | 0 | 0 | 0 | 33.193 | 23.0335
2025W02H15:00 | 0 | 0 | 0 | 0 | 0 | 18.2945 | 39.2955
2025W02H16:00 | 0 | 0 | 0 | 0 | 6.474 | 10.634 | 41.642
2025W02H17:00 | 0 | 0 | 0 | 0 | 22.586 | 0 | 38.944
2025W02H18:00 | 0 | 0 | 0 | 0 | 30.894 | 0 | 33.996
2025W02H19:00 | 1 | 0 | 0 | 0 | 28.53 | 0 | 38.88
2025W02H20:00 | 0 | 0 | 0 | 0 | 33.169 | 0 | 35.521
2025W02H21:00 | 0 | 0 | 0 | 0 | 33.4105 | 0 | 33.5695
2025W02H22:00 | 0 | 0 | 0 | 0 | 30.2465 | 0 | 28.8135
2025W02H23:00 | 0 | 0 | 0 | 0 | 13.244 | 0 | 34.156 | 2025W02 | 1 | 0 | 0 | 0 | 335.859 | 227.997 | 712.7205 | 1277.5765
2025W03H00:00 | 0 | 0 | 0 | 0 | 26.0535 | 0 | 12.7965
2025W03H01:00 | 0 | 0 | 0 | 0 | 20.6365 | 0 | 14.0335
2025W03H02:00 | 0 | 0 | 0 | 0 | 15.8935 | 0 | 17.6165
2025W03H03:00 | 0 | 0 | 0 | 0 | 11.6655 | 0 | 20.1545
2025W03H04:00 | 0 | 0 | 0 | 0 | 14.0765 | 0 | 16.6035
2025W03H05:00 | 0 | 0 | 0 | 0 | 13.567 | 0 | 18.203
2025W03H06:00 | 0 | 0 | 0 | 0 | 18.57 | 0 | 19.44
2025W03H07:00 | 0 | 0 | 0 | 0 | 29.91 | 0 | 17.19
2025W03H08:00 | 0 | 0 | 0 | 0 | 14.088 | 17.913 | 20.709
2025W03H09:00 | 0 | 0 | 0 | 0 | 4.28 | 31.282 | 24.388
2025W03H10:00 | 0 | 0 | 0 | 0 | 0.063 | 33.244 | 30.413
2025W03H11:00 | 0 | 0 | 0 | 0 | 0 | 39.648 | 20.212
2025W03H12:00 | 0 | 0 | 0 | 0 | 0 | 35.34 | 23.51
2025W03H13:00 | 0 | 0 | 0 | 0 | 0 | 34.6305 | 25.2195
2025W03H14:00 | 0 | 0 | 0 | 0 | 0 | 30.034 | 26.3925
2025W03H15:00 | 0 | 0 | 0 | 0 | 7.2875 | 29.218 | 17.7445
2025W03H16:00 | 0 | 0 | 0 | 0 | 23.3185 | 17.293 | 15.2385
2025W03H17:00 | 0 | 0 | 0 | 5.814 | 35 | 0 | 12.306
2025W03H18:00 | 0 | 0 | 0 | 15.9095 | 35 | 0 | 10.4505
2025W03H19:00 | 1 | 0 | 0 | 13.391 | 35 | 0 | 13.479
2025W03H20:00 | 0 | 0 | 0 | 16.997 | 35 | 0 | 15.953
2025W03H21:00 | 0 | 0 | 0 | 10.8975 | 35 | 0 | 15.3025
2025W03H22:00 | 0 | 0 | 0 | 8.5535 | 35 | 0 | 12.7965
2025W03H23:00 | 0 | 0 | 0 | 1.8025 | 35 | 0 | 11.6875 | 2025W03 | 1 | 0 | 0 | 73.365 | 444.4095 | 268.6025 | 431.8395 | 1219.2165
2025W04H00:00 | 0 | 0 | 0 | 0 | 7.512 | 0 | 34.348
2025W04H01:00 | 0 | 0 | 0 | 0 | 0 | 0 | 38.52
2025W04H02:00 | 0 | 0 | 0 | 0 | 0.887 | 0 | 33.143
2025W04H03:00 | 0 | 0 | 0 | 0 | 4.142 | 0 | 29.208
2025W04H04:00 | 0 | 0 | 0 | 0 | 5.804 | 0 | 26.926
2025W04H05:00 | 0 | 0 | 0 | 0 | 7.906 | 0 | 26.894
2025W04H06:00 | 0.85 | 0 | 0 | 0 | 12.5015 | 0 | 27.4485
2025W04H07:00 | 0 | 0 | 0 | 0 | 28.0875 | 0 | 25.1025
2025W04H08:00 | 0 | 0 | 0 | 0 | 12.24 | 23.281 | 23.279
2025W04H09:00 | 0 | 0 | 0 | 0 | 3.249 | 29.94 | 30.541
2025W04H10:00 | 0 | 0 | 0 | 0 | 0 | 33.864 | 32.826
2025W04H11:00 | 0.85 | 0 | 0 | 0 | 0 | 37.117 | 30.423
2025W04H12:00 | 0 | 0 | 0 | 0 | 0 | 34.1 | 30.12
2025W04H13:00 | 0 | 0 | 0 | 0 | 0 | 33.48 | 31.2465
2025W04H14:00 | 0.85 | 0 | 0 | 0 | 0 | 29.14 | 33.35
2025W04H15:00 | 0 | 0 | 0 | 0 | 0 | 29.167 | 31.103
2025W04H16:00 | 0 | 0 | 0 | 0 | 0 | 14.631 | 45.129
2025W04H17:00 | 0 | 0 | 0 | 0 | 33.9945 | 0 | 23.8655
2025W04H18:00 | 0 | 0 | 0 | 15.728 | 35 | 0 | 14.652
2025W04H19:00 | 1 | 0 | 0 | 15.611 | 35 | 0 | 15.889
2025W04H20:00 | 0 | 0 | 0 | 5.322 | 35 | 0 | 31.778
2025W04H21:00 | 0 | 0 | 0 | 8.0225 | 35 | 0 | 26.3075
2025W04H22:00 | 0 | 0 | 0 | 0 | 33.864 | 0 | 26.926
2025W04H23:00 | 0 | 0 | 0 | 0 | 15.705 | 0 | 32.855 | 2025W04 | 3.55 | 0 | 0 | 44.6835 | 305.8925 | 264.72 | 701.8805 | 1320.7265
2025W05H00:00 | 0 | 0 | 0 | 0 | 0 | 0 | 42.06
2025W05H01:00 | 0 | 0 | 0 | 0 | 0 | 0 | 35.85
2025W05H02:00 | 0 | 0 | 0 | 0 | 0 | 0 | 33.36
2025W05H03:00 | 0 | 0 | 0 | 0 | 0 | 0 | 31.59
2025W05H04:00 | 0 | 0 | 0 | 0 | 0 | 0 | 31.01
2025W05H05:00 | 0 | 0 | 0 | 0 | 0 | 0 | 32.6665
2025W05H06:00 | 0 | 0 | 0 | 0 | 0 | 0 | 40.62
2025W05H07:00 | 1 | 0 | 0 | 0 | 4.8625 | 0 | 45.7475
2025W05H08:00 | 0 | 0 | 0 | 0 | 6.2925 | 22.508 | 31.1595
2025W05H09:00 | 0 | 0 | 0 | 0 | 0 | 27.9 | 35.27
2025W05H10:00 | 0 | 0 | 0 | 0 | 0 | 33.48 | 30.75
2025W05H11:00 | 0 | 0 | 0 | 0 | 0 | 32.86 | 29.35
2025W05H12:00 | 0 | 0 | 0 | 0 | 0 | 37.015 | 26.205
2025W05H13:00 | 0 | 0 | 0 | 0 | 0 | 13.815 | 47.475
2025W05H14:00 | 0 | 0 | 0 | 0 | 0 | 22.041 | 38.709
2025W05H15:00 | 0 | 0 | 0 | 0 | 0 | 27.9 | 29.9465
2025W05H16:00 | 0 | 0 | 0 | 0 | 0 | 18.6 | 36.98
2025W05H17:00 | 0 | 0 | 0 | 0 | 28.3805 | 0 | 30.9995
2025W05H18:00 | 1 | 0 | 0 | 3.8295 | 35 | 0 | 22.5005
2025W05H19:00 | 0 | 0 | 0 | 0.1975 | 35 | 0 | 29.9225
2025W05H20:00 | 0 | 0 | 0 | 5.48 | 35 | 0 | 26.83
2025W05H21:00 | 0 | 0 | 0 | 7.2275 | 35 | 0 | 25.1025
2025W05H22:00 | 0 | 0 | 0 | 0 | 31.3635 | 0 | 27.5765
2025W05H23:00 | 0 | 0 | 0 | 0 | 14.2265 | 0 | 36.0435 | 2025W05 | 2 | 0 | 0 | 16.7345 | 225.1255 | 236.119 | 797.724 | 1277.703
2025W06H00:00 | 0 | 0 | 0 | 0 | 29.6685 | 0 | 12.178
2025W06H01:00 | 0 | 0 | 0 | 0 | 21.11 | 0 | 14.62
2025W06H02:00 | 0 | 0 | 0 | 0 | 20.5375 | 0 | 12.8925
2025W06H03:00 | 0 | 0 | 0 | 0 | 19.143 | 0 | 13.447
2025W06H04:00 | 0 | 0 | 0 | 0 | 12.3755 | 0 | 20.1545
2025W06H05:00 | 0 | 0 | 0 | 0 | 13.435 | 0 | 20.805
2025W06H06:00 | 0 | 0 | 0 | 0 | 21.6575 | 0 | 17.7125
2025W06H07:00 | 1 | 0 | 0 | 0.988 | 35 | 0 | 17.062
2025W06H08:00 | 0 | 0 | 0 | 0 | 14.66 | 26.432 | 17.158
2025W06H09:00 | 0 | 0 | 0 | 0 | 8.79 | 35.155 | 18.235
2025W06H10:00 | 0 | 0 | 0 | 0 | 4.818 | 36.599 | 18.363
2025W06H11:00 | 0 | 0 | 0 | 0 | 0 | 40.0395 | 20.0905
2025W06H12:00 | 0 | 0 | 0 | 0 | 0 | 36.3235 | 24.0465
2025W06H13:00 | 0 | 0 | 0 | 0 | 0 | 30.104 | 25.806
2025W06H14:00 | 0 | 0 | 0 | 0 | 0 | 29.42 | 23.46
2025W06H15:00 | 0 | 0 | 0 | 0 | 0 | 29.14 | 24.0465
2025W06H16:00 | 0 | 0 | 0 | 0 | 12.7905 | 23.179 | 15.2705
2025W06H17:00 | 0 | 0 | 0 | 3.735 | 35 | 0 | 13.415
2025W06H18:00 | 1 | 0 | 0 | 4.4545 | 35 | 0 | 16.4755
2025W06H19:00 | 0 | 0 | 0 | 12.898 | 35 | 0 | 17.062
2025W06H20:00 | 0 | 0 | 0 | 15.576 | 35 | 0 | 14.684
2025W06H21:00 | 0 | 0 | 0 | 10.797 | 35 | 0 | 15.793
2025W06H22:00 | 0 | 0 | 0 | 5.683 | 35 | 0 | 15.857
2025W06H23:00 | 0 | 0 | 0 | 0 | 33.9415 | 0 | 15.2385 | 2025W06 | 2 | 0 | 0 | 54.1315 | 457.927 | 286.392 | 423.8725 | 1224.323
2025W07H00:00 | 0 | 0 | 0 | 0 | 25.8835 | 0 | 12.7965
2025W07H01:00 | 0 | 0 | 0 | 0 | 21.08 | 0 | 12.21
2025W07H02:00 | 0 | 0 | 0 | 0 | 20.0135 | 0 | 12.7965
2025W07H03:00 | 0 | 0 | 0 | 0 | 19.6545 | 0 | 11.6555
2025W07H04:00 | 0 | 0 | 0 | 0 | 19.138 | 0 | 12.242
2025W07H05:00 | 0 | 0 | 0 | 0 | 18.419 | 0 | 15.761
2025W07H06:00 | 0 | 0 | 0 | 0 | 24.1835 | 0 | 15.2065
2025W07H07:00 | 0 | 0 | 0 | 0 | 34.571 | 0 | 15.889
2025W07H08:00 | 0 | 0 | 0 | 0 | 20.6665 | 24.521 | 12.8925
2025W07H09:00 | 0 | 0 | 0 | 0 | 13.515 | 31.851 | 14.684
2025W07H10:00 | 0 | 0 | 0 | 0 | 2.857 | 37.686 | 20.837
2025W07H11:00 | 0 | 0 | 0 | 0 | 0 | 35.1895 | 21.7005
2025W07H12:00 | 0 | 0 | 0 | 0 | 0 | 37.913 | 21.4235
2025W07H13:00 | 0 | 0 | 0 | 0 | 0 | 34.72 | 18.63
2025W07H14:00 | 0 | 0 | 0 | 0 | 0 | 32.182 | 19.568
2025W07H15:00 | 0 | 0 | 0 | 0 | 5.66 | 29.787 | 18.203
2025W07H16:00 | 0 | 0 | 0 | 0 | 16.004 | 24.572 | 12.274
2025W07H17:00 | 0 | 0 | 0 | 14.254 | 35 | 0 | 4.916
2025W07H18:00 | 0 | 0 | 0 | 20.365 | 35 | 0 | 1.205
2025W07H19:00 | 1 | 0 | 0 | 25.0945 | 35 | 0 | 1.8555
2025W07H20:00 | 0 | 0 | 0 | 26.493 | 35 | 0 | 1.237
2025W07H21:00 | 0 | 0 | 0 | 28.315 | 35 | 0 | 1.205
2025W07H22:00 | 0 | 0 | 0 | 18.3665 | 35 | 0 | 1.8235
2025W07H23:00 | 0 | 0 | 0 | 7.958 | 35 | 0 | 2.442 | 2025W07 | 1 | 0 | 0 | 140.846 | 486.6455 | 288.4215 | 283.4535 | 1200.3665
2025W08H00:00 | 0 | 0 | 0 | 0 | 34.844 | 0 | 4.916
2025W08H01:00 | 0 | 0 | 0 | 0 | 31.791 | 0 | 3.679
2025W08H02:00 | 0 | 0 | 0 | 0 | 25.8275 | 0 | 6.089
2025W08H03:00 | 0 | 0 | 0 | 0 | 25.5375 | 0 | 5.5025
2025W08H04:00 | 0 | 0 | 0 | 0 | 25.4885 | 0 | 6.7715
2025W08H05:00 | 0 | 0 | 0 | 0 | 26.8695 | 0 | 5.4705
2025W08H06:00 | 0 | 0 | 0 | 0 | 31.746 | 0 | 7.294
2025W08H07:00 | 1 | 0 | 0 | 1.1695 | 35 | 0.671 | 11.5595
2025W08H08:00 | 0 | 0 | 0 | 0 | 14.8285 | 31.18 | 11.5915
2025W08H09:00 | 0 | 0 | 0 | 0 | 2.3355 | 38.408 | 17.7765
2025W08H10:00 | 0 | 0 | 0 | 0 | 1.03 | 39.283 | 20.837
2025W08H11:00 | 0 | 0 | 0 | 0 | 0 | 40.3 | 18.21
2025W08H12:00 | 0 | 0 | 0 | 0 | 0 | 30.7095 | 22.287
2025W08H13:00 | 0 | 0 | 0 | 0 | 0 | 35.235 | 17.595
2025W08H14:00 | 0 | 0 | 0 | 0 | 0 | 37.015 | 16.015
2025W08H15:00 | 0 | 0 | 0 | 0 | 0 | 31.8 | 18.65
2025W08H16:00 | 0 | 0 | 0 | 0 | 1.5185 | 25.863 | 25.1985
2025W08H17:00 | 0 | 0 | 0 | 0 | 26.2 | 1.342 | 21.978
2025W08H18:00 | 0 | 0 | 0 | 0 | 33.0145 | 0 | 21.2955
2025W08H19:00 | 1 | 0 | 0 | 15.56 | 35 | 0 | 12.21
2025W08H20:00 | 0 | 0 | 0 | 17.984 | 35 | 0 | 9.736
2025W08H21:00 | 0 | 0 | 0 | 18.662 | 35 | 0 | 9.768
2025W08H22:00 | 0 | 0 | 0 | 11.4255 | 35 | 0 | 7.9445
2025W08H23:00 | 0 | 0 | 0 | 5.451 | 35 | 0 | 6.089 | 2025W08 | 2 | 0 | 0 | 70.252 | 491.031 | 311.8065 | 308.4635 | 1183.553
2025W09H00:00 | 0 | 0 | 0 | 0 | 28.3864 | 0 | 9.1495
2025W09H01:00 | 0 | 0 | 0 | 0 | 24.592 | 0 | 9.768
2025W09H02:00 | 0 | 0 | 0 | 0 | 19.124 | 0 | 12.146
2025W09H03:00 | 0 | 0 | 0 | 0 | 18.305 | 0 | 11.005
2025W09H04:00 | 0 | 0 | 0 | 0 | 14.213 | 0 | 15.857
2025W09H05:00 | 0 | 0 | 0 | 0 | 19.6 | 0 | 12.21
2025W09H06:00 | 0 | 0 | 0 | 0 | 22.927 | 0 | 13.383
2025W09H07:00 | 0.396 | 0 | 0 | 0 | 35 | 1.291 | 8.563
2025W09H08:00 | 0 | 0 | 0 | 0 | 7.2005 | 31.078 | 14.1615
2025W09H09:00 | 0 | 0 | 0 | 0 | 0 | 38.459 | 14.791
2025W09H10:00 | 0 | 0 | 0 | 0 | 0 | 39.06 | 17.86
2025W09H11:00 | 0 | 0 | 0 | 0 | 0 | 39.68 | 12.53
2025W09H12:00 | 0.85 | 0 | 0 | 0 | 0 | 34.011 | 15.249
2025W09H13:00 | 0 | 0 | 0 | 0 | 0 | 30.3385 | 18.8215
2025W09H14:00 | 0 | 0 | 0 | 0 | 0 | 31.551 | 15.8355
2025W09H15:00 | 0 | 0 | 0 | 0 | 0 | 32.24 | 16
2025W09H16:00 | 0 | 0 | 0 | 0 | 4.341 | 25.243 | 17.126
2025W09H17:00 | 0 | 0 | 0 | 0 | 30.733 | 6.659 | 9.768
2025W09H18:00 | 0 | 0 | 0 | 9.896 | 35 | 0 | 4.884
2025W09H19:00 | 0 | 0 | 0 | 17.9095 | 35 | 0 | 3.0605
2025W09H20:00 | 1 | 0 | 0 | 17.606 | 35 | 0 | 4.884
2025W09H21:00 | 0 | 0 | 0 | 15.1075 | 35 | 0 | 7.9125
2025W09H22:00 | 0 | 0 | 0 | 3.414 | 35 | 0 | 9.736
2025W09H23:00 | 0 | 0 | 0 | 0.3975 | 35 | 0 | 7.9125 | 2025W09 | 2.246 | 0 | 0 | 64.3305 | 434.4219 | 309.6105 | 282.6135 | 1093.2224
2025W10H00:00 | 0 | 0 | 0 | 0 | 28.6335 | 0 | 7.9765
2025W10H01:00 | 0 | 0 | 0 | 0 | 25.3855 | 0 | 5.5345
2025W10H02:00 | 0 | 0 | 0 | 0 | 28.1515 | 0 | 3.0285
2025W10H03:00 | 0 | 0 | 0 | 0 | 26.2325 | 0 | 4.2975
2025W10H04:00 | 0 | 0 | 0 | 0 | 25.786 | 0 | 4.884
2025W10H05:00 | 0 | 0 | 0 | 0 | 27.4545 | 0 | 4.2655
2025W10H06:00 | 0 | 0 | 0 | 0 | 29.5855 | 0 | 7.9445
2025W10H07:00 | 0 | 0 | 0 | 0 | 34.2325 | 1.342 | 9.2455
2025W10H08:00 | 0 | 0 | 0 | 0 | 6.591 | 34.433 | 12.146
2025W10H09:00 | 0 | 0 | 0 | 0 | 0 | 39.841 | 15.249
2025W10H10:00 | 0 | 0 | 0 | 0 | 0 | 31.2 | 24.42
2025W10H11:00 | 0 | 0 | 0 | 0 | 0 | 34.9515 | 20.0585
2025W10H12:00 | 0 | 0 | 0 | 0 | 0 | 28.93 | 23.46
2025W10H13:00 | 0 | 0 | 0 | 0 | 0 | 43.258 | 8.0285
2025W10H14:00 | 0 | 0 | 0 | 0 | 0 | 20.753 | 28.067
2025W10H15:00 | 0 | 0 | 0 | 0 | 0 | 34.72 | 12.81
2025W10H16:00 | 0 | 0 | 0 | 0 | 0 | 25.2815 | 20.2185
2025W10H17:00 | 0 | 0 | 0 | 0 | 14.7555 | 13.989 | 16.4755
2025W10H18:00 | 0 | 0 | 0 | 8.1545 | 35 | 0 | 4.2655
2025W10H19:00 | 1 | 0 | 0 | 15.0125 | 35 | 0 | 4.2975
2025W10H20:00 | 0 | 0 | 0 | 12.707 | 35 | 0 | 10.973
2025W10H21:00 | 0 | 0 | 0 | 14.174 | 35 | 0 | 7.326
2025W10H22:00 | 0 | 0 | 0 | 8.229 | 35 | 0 | 6.121
2025W10H23:00 | 0 | 0 | 0 | 0 | 34.0335 | 0 | 7.9765 | 2025W10 | 1 | 0 | 0 | 58.277 | 455.8415 | 308.699 | 269.069 | 1092.8865
2025W11H00:00 | 0 | 0 | 0 | 0 | 18.233 | 0 | 18.267
2025W11H01:00 | 0 | 0 | 0 | 0 | 18.6735 | 0 | 15.3665
2025W11H02:00 | 0 | 0 | 0 | 0 | 15.3165 | 0 | 16.4435
2025W11H03:00 | 0 | 0 | 0 | 0 | 17.041 | 0 | 13.479
2025W11H04:00 | 0 | 0 | 0 | 0 | 18.652 | 0 | 12.178
2025W11H05:00 | 0 | 0 | 0 | 0 | 23.23 | 0 | 9.8
2025W11H06:00 | 0 | 0 | 0 | 0 | 25.477 | 0 | 10.973
2025W11H07:00 | 0 | 0 | 0 | 0 | 17.4255 | 16.571 | 14.0335
2025W11H08:00 | 0 | 0 | 0 | 0 | 0 | 41.814 | 13.616
2025W11H09:00 | 0 | 0 | 0 | 0 | 0 | 30.4395 | 27.6405
2025W11H10:00 | 0 | 0 | 0 | 0 | 0 | 27.84 | 29.24
2025W11H11:00 | 0 | 0 | 0 | 0 | 0 | 50.84 | 3.02
2025W11H12:00 | 0 | 0 | 0 | 0 | 0 | 20.269 | 31.671
2025W11H13:00 | 0 | 0 | 0 | 0 | 0 | 10.248 | 39.882
2025W11H14:00 | 0 | 0 | 0 | 0 | 0 | 15.1995 | 34.8705
2025W11H15:00 | 0 | 0 | 0 | 0 | 0 | 12.26 | 35.19
2025W11H16:00 | 0 | 0 | 0 | 0 | 0 | 13.247 | 33.7295
2025W11H17:00 | 0 | 0 | 0 | 0 | 0 | 19.22 | 28.98
2025W11H18:00 | 0 | 0 | 0 | 0 | 15.9825 | 0 | 33.5375
2025W11H19:00 | 0 | 0 | 0 | 0 | 29.569 | 0 | 27.971
2025W11H20:00 | 1 | 0 | 0 | 3.852 | 35 | 0 | 19.568
2025W11H21:00 | 0 | 0 | 0 | 5.8435 | 35 | 0 | 15.3665
2025W11H22:00 | 0 | 0 | 0 | 0 | 30.25 | 0 | 19.6
2025W11H23:00 | 0 | 0 | 0 | 0 | 20.4865 | 0 | 21.4235 | 2025W11 | 1 | 0 | 0 | 9.6955 | 320.3365 | 257.948 | 525.8465 | 1114.8265
2025W12H00:00 | 0 | 0 | 0 | 0 | 4.0095 | 0 | 34.7105
2025W12H01:00 | 0 | 0 | 0 | 0 | 6.3315 | 0 | 27.4485
2025W12H02:00 | 0 | 0 | 0 | 0 | 3.86 | 0 | 29.08
2025W12H03:00 | 0 | 0 | 0 | 0 | 2.4025 | 0 | 28.7175
2025W12H04:00 | 0 | 0 | 0 | 0 | 4.9485 | 0 | 26.3715
2025W12H05:00 | 0 | 0 | 0 | 0 | 1.845 | 0 | 30.605
2025W12H06:00 | 0 | 0 | 0 | 0 | 10.1655 | 0 | 27.3845
2025W12H07:00 | 0 | 0 | 0 | 0 | 0 | 20.597 | 28.063
2025W12H08:00 | 0 | 0 | 0 | 0 | 0 | 32.24 | 23.53
2025W12H09:00 | 0 | 0 | 0 | 0 | 0 | 35.96 | 24.77
2025W12H10:00 | 0 | 0 | 0 | 0 | 0 | 21.59 | 38.88
2025W12H11:00 | 0 | 0 | 0 | 0 | 0 | 23.18 | 35.19
2025W12H12:00 | 0 | 0 | 0 | 0 | 0 | 14.1985 | 40.9915
2025W12H13:00 | 0 | 0 | 0 | 0 | 0 | 43.776 | 8.654
2025W12H14:00 | 0 | 0 | 0 | 0 | 0 | 40.3 | 12.22
2025W12H15:00 | 0 | 0 | 0 | 0 | 0 | 5.277 | 43.3695
2025W12H16:00 | 0 | 0 | 0 | 0 | 0 | 14.0965 | 34.6035
2025W12H17:00 | 0 | 0 | 0 | 0 | 0 | 20.546 | 29.334
2025W12H18:00 | 0 | 0 | 0 | 0 | 20.584 | 0 | 29.496
2025W12H19:00 | 0 | 0 | 0 | 0 | 31.182 | 0 | 29.208
2025W12H20:00 | 1 | 0 | 0 | 0.0065 | 35 | 0 | 26.4035
2025W12H21:00 | 0 | 0 | 0 | 0 | 34.0735 | 0 | 25.1665
2025W12H22:00 | 0 | 0 | 0 | 0 | 21.8005 | 0 | 28.5895
2025W12H23:00 | 0 | 0 | 0 | 0 | 16.6745 | 0 | 26.4355 | 2025W12 | 1 | 0 | 0 | 0.0065 | 192.877 | 271.761 | 689.222 | 1154.8665
2025W13H00:00 | 0 | 0 | 0 | 0 | 33.856 | 0 | 4.884
2025W13H01:00 | 0 | 0 | 0 | 0 | 23.3665 | 0 | 11.6235
2025W13H02:00 | 0 | 0 | 0 | 0 | 15.4535 | 0 | 17.6165
2025W13H03:00 | 0 | 0 | 0 | 0 | 14.1345 | 0 | 16.4755
2025W13H04:00 | 0 | 0 | 0 | 0 | 20.3955 | 0 | 12.9245
2025W13H05:00 | 0 | 0 | 0 | 0 | 18.84 | 0 | 14.62
2025W13H06:00 | 0 | 0 | 0 | 0 | 19.772 | 0.62 | 19.568
2025W13H07:00 | 0 | 0 | 0 | 0 | 0 | 26.3835 | 22.5965
2025W13H08:00 | 0 | 0 | 0 | 0 | 0 | 38.51 | 16.85
2025W13H09:00 | 0 | 0 | 0 | 0 | 0 | 43.054 | 13.796
2025W13H10:00 | 0.85 | 0 | 0 | 0 | 0 | 45.942 | 9.408
2025W13H11:00 | 0 | 0 | 0 | 0 | 0 | 21.614 | 34.316
2025W13H12:00 | 0 | 0 | 0 | 0 | 0 | 19.9275 | 34.7425
2025W13H13:00 | 0 | 0 | 0 | 0 | 0 | 45.88 | 5.84
2025W13H14:00 | 0 | 0 | 0 | 0 | 0 | 48.63 | 0
2025W13H15:00 | 0 | 0 | 0 | 0 | 0 | 41.092 | 6.5145
2025W13H16:00 | 0 | 0 | 0 | 0 | 0 | 34.1 | 16.02
2025W13H17:00 | 0 | 0 | 0 | 0 | 0 | 23.668 | 24.452
2025W13H18:00 | 0 | 0 | 0 | 0 | 30.227 | 0 | 20.773
2025W13H19:00 | 1 | 0 | 0 | 17.674 | 35 | 0 | 4.916
2025W13H20:00 | 0 | 0 | 0 | 19.5845 | 35 | 0 | 4.2655
2025W13H21:00 | 0 | 0 | 0 | 18.156 | 35 | 0 | 4.884
2025W13H22:00 | 0 | 0 | 0 | 8.253 | 35 | 0 | 6.057
2025W13H23:00 | 0 | 0 | 0 | 0 | 34.9225 | 0 | 6.7075 | 2025W13 | 1.85 | 0 | 0 | 63.6675 | 350.9675 | 389.421 | 329.8505 | 1135.7565
2025W14H00:00 | 0 | 0 | 0 | 0 | 25.512 | 0 | 9.768
2025W14H01:00 | 0 | 0 | 0 | 0 | 14.395 | 0 | 20.645
2025W14H02:00 | 0 | 0 | 0 | 0 | 12.28 | 0 | 19.6
2025W14H03:00 | 0 | 0 | 0 | 0 | 16.2825 | 0 | 16.5075
2025W14H04:00 | 0 | 0 | 0 | 0 | 26.4705 | 0 | 7.326
2025W14H05:00 | 0 | 0 | 0 | 0 | 33.3555 | 0 | 7.9445
2025W14H06:00 | 1 | 0 | 0 | 2.099 | 35 | 0.671 | 9.8
2025W14H07:00 | 0 | 0 | 0 | 0 | 16.3785 | 27.205 | 12.7965
2025W14H08:00 | 0 | 0 | 0 | 0 | 9.661 | 37.117 | 12.242
2025W14H09:00 | 0 | 0 | 0 | 0 | 0.931 | 41.916 | 15.953
2025W14H10:00 | 0 | 0 | 0 | 0 | 0 | 33.497 | 24.633
2025W14H11:00 | 0 | 0 | 0 | 0 | 0 | 34.56 | 23.46
2025W14H12:00 | 0 | 0 | 0 | 0 | 0 | 44.64 | 11.66
2025W14H13:00 | 0 | 0 | 0 | 0 | 0 | 15.166 | 36.694
2025W14H14:00 | 0 | 0 | 0 | 0 | 0 | 44.965 | 3.245
2025W14H15:00 | 0.7 | 0 | 0 | 0 | 0 | 43.105 | 7.355
2025W14H16:00 | 0 | 0 | 0 | 0 | 0 | 6.67 | 44.18
2025W14H17:00 | 0 | 0 | 0 | 0 | 0 | 20.5505 | 28.7495
2025W14H18:00 | 0 | 0 | 0 | 0 | 29.013 | 0 | 23.087
2025W14H19:00 | 0 | 0 | 0 | 4.0135 | 35 | 0 | 20.1865
2025W14H20:00 | 1 | 0 | 0 | 4.665 | 35 | 0 | 18.235
2025W14H21:00 | 0 | 0 | 0 | 4.493 | 35 | 0 | 13.447
2025W14H22:00 | 0 | 0 | 0 | 0 | 28.106 | 0 | 19.504
2025W14H23:00 | 0 | 0 | 0 | 0 | 29.556 | 0 | 12.114 | 2025W14 | 2.7 | 0 | 0 | 15.2705 | 381.941 | 350.0625 | 419.1325 | 1169.1065
2025W15H00:00 | 0 | 0 | 0 | 0 | 33.223 | 0 | 3.647
2025W15H01:00 | 0 | 0 | 0 | 0 | 29.4045 | 0 | 4.2655
2025W15H02:00 | 0 | 0 | 0 | 0 | 28.408 | 0 | 4.852
2025W15H03:00 | 0 | 0 | 0 | 0 | 30.138 | 0 | 2.442
2025W15H04:00 | 0 | 0 | 0 | 0 | 32.203 | 0 | 1.8235
2025W15H05:00 | 1 | 0 | 0 | 0.528 | 35 | 0 | 2.442
2025W15H06:00 | 0 | 0 | 0 | 10.427 | 35 | 1.291 | 2.442
2025W15H07:00 | 0 | 0 | 0 | 0 | 20.7735 | 35.053 | 1.8235
2025W15H08:00 | 0 | 0 | 0 | 0 | 11.7775 | 39.801 | 9.1815
2025W15H09:00 | 0 | 0 | 0 | 0 | 0 | 40.92 | 21.59
2025W15H10:00 | 0 | 0 | 0 | 0 | 0 | 44.64 | 16.7
2025W15H11:00 | 0.85 | 0 | 0 | 0 | 0 | 29.828 | 29.432
2025W15H12:00 | 0 | 0 | 0 | 0 | 0 | 48.36 | 6.23
2025W15H13:00 | 0 | 0 | 0 | 0 | 0 | 30.695 | 23.215
2025W15H14:00 | 0 | 0 | 0 | 0 | 0 | 44.396 | 7.474
2025W15H15:00 | 0 | 0 | 0 | 0 | 0 | 33.634 | 14.6625
2025W15H16:00 | 0 | 0 | 0 | 0 | 0 | 25.127 | 24.633
2025W15H17:00 | 0 | 0 | 0 | 0 | 10.824 | 22.61 | 17.126
2025W15H18:00 | 0 | 0 | 0 | 3.0945 | 35 | 0 | 14.0655
2025W15H19:00 | 0 | 0 | 0 | 20.9715 | 35 | 0 | 3.0285
2025W15H20:00 | 0 | 0 | 0 | 25.645 | 35 | 0 | 1.205
2025W15H21:00 | 0 | 0 | 0 | 18.063 | 35 | 0 | 1.237
2025W15H22:00 | 1 | 0 | 0 | 10.673 | 35 | 0 | 1.237
2025W15H23:00 | 0 | 0 | 0 | 1.688 | 35 | 0 | 2.442 | 2025W15 | 2.85 | 0 | 0 | 91.09 | 476.7515 | 396.355 | 217.1965 | 1184.243
2025W16H00:00 | 0 | 0 | 0 | 0 | 2.1825 | 0 | 36.1075
2025W16H01:00 | 0 | 0 | 0 | 0 | 0 | 0 | 34.05
2025W16H02:00 | 0 | 0 | 0 | 0 | 0 | 0 | 32.99
2025W16H03:00 | 0 | 0 | 0 | 0 | 0 | 0 | 32.09
2025W16H04:00 | 0 | 0 | 0 | 0 | 0 | 0 | 33.36
2025W16H05:00 | 0 | 0 | 0 | 0 | 0 | 0 | 37.82
2025W16H06:00 | 0.7 | 0 | 0 | 0 | 0 | 3.1 | 40.15
2025W16H07:00 | 0 | 0 | 0 | 0 | 0 | 33.864 | 18.166
2025W16H08:00 | 0 | 0 | 0 | 0 | 0 | 39.903 | 19.117
2025W16H09:00 | 0 | 0 | 0 | 0 | 0 | 48.218 | 12.352
2025W16H10:00 | 0 | 0 | 0 | 0 | 0 | 19.729 | 43.401
2025W16H11:00 | 0 | 0 | 0 | 0 | 0 | 51.879 | 8.781
2025W16H12:00 | 0 | 0 | 0 | 0 | 0 | 18.4215 | 40.4685
2025W16H13:00 | 0 | 0 | 0 | 0 | 0 | 3.468 | 48.762
2025W16H14:00 | 0 | 0 | 0 | 0 | 0 | 4.628 | 46.142
2025W16H15:00 | 0 | 0 | 0 | 0 | 0 | 12.66 | 36.95
2025W16H16:00 | 0 | 0 | 0 | 0 | 0 | 37.82 | 12.22
2025W16H17:00 | 0 | 0 | 0 | 0 | 0 | 29.889 | 19.761
2025W16H18:00 | 0 | 0 | 0 | 0 | 13.558 | 1.342 | 39.2
2025W16H19:00 | 0 | 0 | 0 | 0 | 12.8685 | 0 | 43.2415
2025W16H20:00 | 1 | 0 | 0 | 0 | 23.462 | 0 | 34.348
2025W16H21:00 | 0 | 0 | 0 | 0 | 13.4445 | 0 | 38.4855
2025W16H22:00 | 0 | 0 | 0 | 0 | 10.832 | 0 | 36.438
2025W16H23:00 | 0 | 0 | 0 | 0 | 12.0845 | 0 | 28.6855 | 2025W16 | 1.7 | 0 | 0 | 0 | 88.432 | 304.9215 | 773.0865 | 1168.14
2025W17H00:00 | 0 | 0 | 0 | 0 | 28.6675 | 0 | 10.3225
2025W17H01:00 | 0 | 0 | 0 | 0 | 26.145 | 0 | 8.595
2025W17H02:00 | 0 | 0 | 0 | 0 | 25.3885 | 0 | 9.1815
2025W17H03:00 | 0 | 0 | 0 | 0 | 22.9415 | 0 | 10.4185
2025W17H04:00 | 0 | 0 | 0 | 0 | 23.875 | 0 | 11.005
2025W17H05:00 | 0 | 0 | 0 | 0 | 27.213 | 0 | 11.037
2025W17H06:00 | 0 | 0 | 0 | 0 | 7.1705 | 24.623 | 15.2065
2025W17H07:00 | 0 | 0 | 0 | 0 | 0.164 | 39.079 | 18.427
2025W17H08:00 | 0 | 0 | 0 | 0 | 0 | 44.447 | 18.2295
2025W17H09:00 | 0 | 0 | 0 | 0 | 0 | 30.64 | 35.19
2025W17H10:00 | 0 | 0 | 0 | 0 | 0 | 25.9395 | 37.1205
2025W17H11:00 | 0 | 0 | 0 | 0 | 0 | 12.4325 | 48.1575
2025W17H12:00 | 0 | 0 | 0 | 0 | 0 | 15.6325 | 43.9875
2025W17H13:00 | 0 | 0 | 0 | 0 | 0 | 47.74 | 6.15
2025W17H14:00 | 0 | 0 | 0 | 0 | 0 | 8.1675 | 44.5425
2025W17H15:00 | 0 | 0 | 0 | 0 | 0 | 10.309 | 40.501
2025W17H16:00 | 0 | 0 | 0 | 0 | 0 | 15.7635 | 35.7765
2025W17H17:00 | 0 | 0 | 0 | 0 | 0 | 27.927 | 22.453
2025W17H18:00 | 0 | 0 | 0 | 0 | 19.8785 | 5.317 | 27.5445
2025W17H19:00 | 0 | 0 | 0 | 0 | 30.3015 | 0 | 27.4485
2025W17H20:00 | 1 | 0 | 0 | 10.8825 | 35 | 0 | 14.0975
2025W17H21:00 | 0 | 0 | 0 | 8.2105 | 35 | 0 | 11.5595
2025W17H22:00 | 0 | 0 | 0 | 3.7635 | 35 | 0 | 7.9765
2025W17H23:00 | 0 | 0 | 0 | 0 | 31.936 | 0 | 7.294 | 2025W17 | 1 | 0 | 0 | 22.8565 | 348.681 | 308.0175 | 522.2215 | 1202.7765
2025W18H00:00 | 0 | 0 | 0 | 0 | 33.1405 | 0 | 6.7395
2025W18H01:00 | 0 | 0 | 0 | 0 | 22.3035 | 0 | 15.2065
2025W18H02:00 | 0 | 0 | 0 | 0 | 17.9705 | 0 | 16.3795
2025W18H03:00 | 0 | 0 | 0 | 0 | 24.0015 | 0 | 10.4185
2025W18H04:00 | 0 | 0 | 0 | 0 | 18.927 | 0 | 18.203
2025W18H05:00 | 0 | 0 | 0 | 0 | 26.42 | 0 | 14.62
2025W18H06:00 | 0 | 0 | 0 | 0 | 12.527 | 22.559 | 14.684
2025W18H07:00 | 0 | 0 | 0 | 0 | 9.9745 | 33.762 | 14.0335
2025W18H08:00 | 0 | 0 | 0 | 0 | 0 | 41.194 | 22.6285
2025W18H09:00 | 0 | 0 | 0 | 0 | 0 | 30.9475 | 35.7765
2025W18H10:00 | 0 | 0 | 0 | 0 | 0 | 50.537 | 13.473
2025W18H11:00 | 0 | 0 | 0 | 0 | 0 | 29.951 | 35.329
2025W18H12:00 | 0 | 0 | 0 | 0 | 0 | 28.2285 | 33.6015
2025W18H13:00 | 0 | 0 | 0 | 0 | 0 | 48.36 | 7.57
2025W18H14:00 | 0 | 0 | 0 | 0 | 0 | 42.78 | 10.99
2025W18H15:00 | 0 | 0 | 0 | 0 | 0 | 31.465 | 23.215
2025W18H16:00 | 0 | 0 | 0 | 0 | 0 | 35.34 | 20.99
2025W18H17:00 | 0 | 0 | 0 | 0 | 0 | 29.838 | 26.182
2025W18H18:00 | 0 | 0 | 0 | 0 | 21.9535 | 9.241 | 26.1155
2025W18H19:00 | 0 | 0 | 0 | 1.1425 | 35 | 0 | 23.7375
2025W18H20:00 | 0 | 0 | 0 | 16.3735 | 35 | 0 | 10.3865
2025W18H21:00 | 1 | 0 | 0 | 12.6525 | 35 | 0 | 6.7075
2025W18H22:00 | 0 | 0 | 0 | 10.5855 | 35 | 0 | 5.5345
2025W18H23:00 | 0 | 0 | 0 | 2.674 | 35 | 0 | 4.916 | 2025W18 | 1 | 0 | 0 | 43.428 | 362.218 | 434.203 | 417.4375 | 1258.2865
2025W19H00:00 | 0 | 0 | 0 | 0 | 17.1445 | 0 | 23.8655
2025W19H01:00 | 0 | 0 | 0 | 0 | 7.947 | 0 | 28.003
2025W19H02:00 | 0 | 0 | 0 | 0 | 12.3175 | 0 | 22.6925
2025W19H03:00 | 0 | 0 | 0 | 0 | 11.819 | 0 | 25.721
2025W19H04:00 | 0 | 0 | 0 | 0 | 12.5795 | 0 | 25.0705
2025W19H05:00 | 0 | 0 | 0 | 0 | 15.886 | 0 | 26.894
2025W19H06:00 | 0 | 0 | 0 | 0 | 0.5415 | 28.445 | 26.4035
2025W19H07:00 | 0 | 0 | 0 | 0 | 0 | 37.219 | 25.501
2025W19H08:00 | 0 | 0 | 0 | 0 | 0 | 42.16 | 26.28
2025W19H09:00 | 0 | 0 | 0 | 0 | 0 | 35.71 | 34.06
2025W19H10:00 | 0 | 0 | 0 | 0 | 0 | 48.98 | 20.93
2025W19H11:00 | 0 | 0 | 0 | 0 | 0 | 52.915 | 12.585
2025W19H12:00 | 0 | 0 | 0 | 0 | 0 | 19.2265 | 43.1135
2025W19H13:00 | 0 | 0 | 0 | 0 | 0 | 50.282 | 9.058
2025W19H14:00 | 0 | 0 | 0 | 0 | 0 | 48.98 | 9.42
2025W19H15:00 | 0 | 0 | 0 | 0 | 0 | 42.78 | 14.01
2025W19H16:00 | 0 | 0 | 0 | 0 | 0 | 17.325 | 41.055
2025W19H17:00 | 0 | 0 | 0 | 0 | 0 | 31.8 | 28.2065
2025W19H18:00 | 0 | 0 | 0 | 0 | 8.6785 | 11.976 | 38.3255
2025W19H19:00 | 0 | 0 | 0 | 0 | 32.6495 | 0 | 32.3005
2025W19H20:00 | 1 | 0 | 0 | 4.1865 | 35 | 0 | 28.8135
2025W19H21:00 | 0 | 0 | 0 | 0 | 28.7135 | 0 | 29.8265
2025W19H22:00 | 0 | 0 | 0 | 0 | 27.636 | 0 | 24.484
2025W19H23:00 | 0 | 0 | 0 | 0 | 19.2015 | 0 | 25.1985 | 2025W19 | 1 | 0 | 0 | 4.1865 | 230.114 | 467.7985 | 621.8175 | 1324.9165
2025W20H00:00 | 0 | 0 | 0 | 0 | 29.4915 | 0 | 10.4185
2025W20H01:00 | 0 | 0 | 0 | 0 | 32.481 | 0 | 6.089
2025W20H02:00 | 0 | 0 | 0 | 0 | 29.739 | 0 | 6.121
2025W20H03:00 | 0 | 0 | 0 | 0 | 24.138 | 0 | 12.242
2025W20H04:00 | 0 | 0 | 0 | 0 | 24.695 | 0 | 13.415
2025W20H05:00 | 0 | 0 | 0 | 0 | 29.636 | 0.62 | 12.274
2025W20H06:00 | 0 | 0 | 0 | 0 | 16.312 | 26.585 | 10.973
2025W20H07:00 | 0 | 0 | 0 | 0 | 10.415 | 39.699 | 14.716
2025W20H08:00 | 0 | 0 | 0 | 0 | 3.8015 | 46.511 | 18.9175
2025W20H09:00 | 0 | 0 | 0 | 0 | 0 | 44.64 | 24.14
2025W20H10:00 | 0 | 0 | 0 | 0 | 0 | 51.106 | 17.564
2025W20H11:00 | 0 | 0 | 0 | 0 | 0 | 33.716 | 32.844
2025W20H12:00 | 0 | 0 | 0 | 0 | 0 | 34.1685 | 31.1915
2025W20H13:00 | 0 | 0 | 0 | 0 | 0 | 46.5 | 17.37
2025W20H14:00 | 0 | 0 | 0 | 0 | 0 | 16.3855 | 42.1645
2025W20H15:00 | 0 | 0 | 0 | 0 | 0 | 44.64 | 15.25
2025W20H16:00 | 0.7 | 0 | 0 | 0 | 0 | 42.485 | 16.275
2025W20H17:00 | 0 | 0 | 0 | 0 | 0 | 29.8735 | 32.3965
2025W20H18:00 | 0 | 0 | 0 | 0 | 15.7255 | 15.28 | 34.7745
2025W20H19:00 | 0 | 0 | 0 | 4.0235 | 35 | 0 | 27.4165
2025W20H20:00 | 0 | 0 | 0 | 17.762 | 35 | 0 | 14.588
2025W20H21:00 | 1 | 0 | 0 | 18.856 | 35 | 0 | 4.884
2025W20H22:00 | 0 | 0 | 0 | 10.926 | 35 | 0 | 4.884
2025W20H23:00 | 0 | 0 | 0 | 4.6825 | 35 | 0 | 6.7075 | 2025W20 | 1.7 | 0 | 0 | 56.25 | 391.4345 | 472.2095 | 427.616 | 1349.21
2025W21H00:00 | 0 | 0 | 0 | 0 | 28.1465 | 0 | 14.0335
2025W21H01:00 | 0 | 0 | 0 | 0 | 23.989 | 0 | 13.351
2025W21H02:00 | 0 | 0 | 0 | 0 | 21.0825 | 0 | 16.5075
2025W21H03:00 | 0 | 0 | 0 | 0 | 24.291 | 0 | 13.479
2025W21H04:00 | 0 | 0 | 0 | 0 | 24.911 | 0 | 13.479
2025W21H05:00 | 0 | 0 | 0 | 0 | 33.1335 | 0.671 | 11.6555
2025W21H06:00 | 0 | 0 | 0 | 0 | 18.7015 | 25.863 | 11.6555
2025W21H07:00 | 0 | 0 | 0 | 0 | 15.503 | 36.497 | 12.21
2025W21H08:00 | 0 | 0 | 0 | 0 | 1.96 | 43.725 | 23.215
2025W21H09:00 | 0 | 0 | 0 | 0 | 0.997 | 47.751 | 26.862
2025W21H10:00 | 0 | 0 | 0 | 0 | 0.2755 | 49.246 | 22.6285
2025W21H11:00 | 0 | 0 | 0 | 0 | 0 | 50.22 | 21.07
2025W21H12:00 | 0 | 0 | 0 | 0 | 0 | 48.98 | 19.8
2025W21H13:00 | 0 | 0 | 0 | 0 | 0 | 48.36 | 18.07
2025W21H14:00 | 0.85 | 0 | 0 | 0 | 0 | 47.904 | 12.156
2025W21H15:00 | 0 | 0 | 0 | 0 | 0 | 24.387 | 35.393
2025W21H16:00 | 0 | 0 | 0 | 0 | 0 | 39.06 | 23.7565
2025W21H17:00 | 0 | 0 | 0 | 0 | 0 | 31.8 | 34.53
2025W21H18:00 | 0 | 0 | 0 | 0 | 18.854 | 16.622 | 31.714
2025W21H19:00 | 0 | 0 | 0 | 9.7405 | 35 | 0 | 23.9295
2025W21H20:00 | 1 | 0 | 0 | 12.706 | 35 | 0 | 19.504
2025W21H21:00 | 0 | 0 | 0 | 13.823 | 35 | 0 | 13.447
2025W21H22:00 | 0 | 0 | 0 | 8.0125 | 35 | 0 | 9.1175
2025W21H23:00 | 0 | 0 | 0 | 2.8115 | 35 | 0 | 10.4185 | 2025W21 | 1.85 | 0 | 0 | 47.0935 | 386.8445 | 511.086 | 451.9825 | 1398.8565
2025W22H00:00 | 0 | 0 | 0 | 0 | 33.8305 | 0 | 9.1495
2025W22H01:00 | 0 | 0 | 0 | 0 | 31.909 | 0 | 8.531
2025W22H02:00 | 0 | 0 | 0 | 0 | 30.245 | 0 | 8.595
2025W22H03:00 | 0 | 0 | 0 | 0 | 30.8135 | 0 | 7.9765
2025W22H04:00 | 0 | 0 | 0 | 0 | 27.783 | 0 | 11.037
2025W22H05:00 | 0 | 0 | 0 | 0 | 33.677 | 0.671 | 9.832
2025W22H06:00 | 0 | 0 | 0 | 0 | 17.383 | 29.269 | 9.768
2025W22H07:00 | 0 | 0 | 0 | 0 | 18.126 | 37.219 | 11.005
2025W22H08:00 | 0 | 0 | 0 | 0 | 14.4685 | 45.016 | 16.4755
2025W22H09:00 | 0 | 0 | 0 | 0 | 10.338 | 47.029 | 18.363
2025W22H10:00 | 0 | 0 | 0 | 0 | 7.987 | 48.473 | 19.6
2025W22H11:00 | 0 | 0 | 0 | 0 | 0 | 48.9395 | 21.7005
2025W22H12:00 | 0 | 0 | 0 | 0 | 0 | 40.083 | 28.067
2025W22H13:00 | 0 | 0 | 0 | 0 | 0 | 45.88 | 19.3
2025W22H14:00 | 0 | 0 | 0 | 0 | 0 | 47.182 | 16.148
2025W22H15:00 | 0 | 0 | 0 | 0 | 0 | 31.719 | 32.2575
2025W22H16:00 | 0 | 0 | 0 | 0 | 0 | 35.105 | 30.445
2025W22H17:00 | 0 | 0 | 0 | 0 | 7.578 | 31.851 | 28.131
2025W22H18:00 | 0 | 0 | 0 | 0 | 23.4855 | 17.964 | 27.4805
2025W22H19:00 | 1 | 0 | 0 | 16.611 | 35 | 0 | 15.889
2025W22H20:00 | 0 | 0 | 0 | 26.684 | 35 | 0 | 7.326
2025W22H21:00 | 0 | 0 | 0 | 19.1145 | 35 | 0 | 6.6755
2025W22H22:00 | 0 | 0 | 0 | 12.1195 | 35 | 0 | 7.8805
2025W22H23:00 | 0 | 0 | 0 | 7.046 | 35 | 0 | 7.294 | 2025W22 | 1 | 0 | 0 | 81.575 | 462.624 | 506.4005 | 378.927 | 1430.5265
2025W23H00:00 | 0 | 0 | 0 | 0 | 31.0635 | 0 | 15.2065
2025W23H01:00 | 0 | 0 | 0 | 0 | 19.289 | 0 | 23.151
2025W23H02:00 | 0 | 0 | 0 | 0 | 18.733 | 0 | 23.247
2025W23H03:00 | 0 | 0 | 0 | 0 | 18.9945 | 0 | 21.2955
2025W23H04:00 | 0 | 0 | 0 | 0 | 22.7445 | 0 | 21.2955
2025W23H05:00 | 0 | 0 | 0 | 0 | 26.7805 | 0.671 | 20.0585
2025W23H06:00 | 0 | 0 | 0 | 0 | 15.4015 | 30.509 | 14.1295
2025W23H07:00 | 0 | 0 | 0 | 0 | 10.649 | 39.079 | 19.472
2025W23H08:00 | 0 | 0 | 0 | 0 | 9.6675 | 47.08 | 22.6925
2025W23H09:00 | 0 | 0 | 0 | 0 | 0 | 49.866 | 27.674
2025W23H10:00 | 0 | 0 | 0 | 0 | 0 | 52.499 | 25.571
2025W23H11:00 | 0 | 0 | 0 | 0 | 0 | 39.37 | 35.19
2025W23H12:00 | 0 | 0 | 0 | 0 | 0 | 49.6 | 24.6
2025W23H13:00 | 0 | 0 | 0 | 0 | 0 | 52.397 | 20.433
2025W23H14:00 | 0 | 0 | 0 | 0 | 0 | 27.604 | 38.976
2025W23H15:00 | 0 | 0 | 0 | 0 | 0 | 47.7 | 21.3065
2025W23H16:00 | 0 | 0 | 0 | 0 | 0 | 37.2 | 32.24
2025W23H17:00 | 0 | 0 | 0 | 0 | 3.622 | 35.053 | 30.605
2025W23H18:00 | 0 | 0 | 0 | 0 | 25.7425 | 18.635 | 29.9225
2025W23H19:00 | 1 | 0 | 0 | 9.776 | 35 | 0 | 29.304
2025W23H20:00 | 0 | 0 | 0 | 21.3665 | 35 | 0 | 16.4435
2025W23H21:00 | 0 | 0 | 0 | 21.2535 | 35 | 0 | 12.7965
2025W23H22:00 | 0 | 0 | 0 | 17.2055 | 35 | 0 | 7.9445
2025W23H23:00 | 0 | 0 | 0 | 7.6715 | 35 | 0 | 10.4185 | 2025W23 | 1 | 0 | 0 | 77.273 | 377.6875 | 527.263 | 543.973 | 1527.1965
2025W24H00:00 | 0 | 0 | 0 | 0 | 20.0805 | 0 | 26.3395
2025W24H01:00 | 0 | 0 | 0 | 0 | 16.46 | 0 | 26.99
2025W24H02:00 | 0 | 0 | 0 | 0 | 19.5915 | 0 | 22.6285
2025W24H03:00 | 0 | 0 | 0 | 0 | 17.68 | 0 | 24.58
2025W24H04:00 | 0 | 0 | 0 | 0 | 28.914 | 0 | 14.716
2025W24H05:00 | 0 | 0 | 0 | 0 | 30.7795 | 0.671 | 16.3795
2025W24H06:00 | 0 | 0 | 0 | 0 | 8.058 | 28.496 | 24.516
2025W24H07:00 | 0 | 0 | 0 | 0 | 0 | 37.82 | 35.2
2025W24H08:00 | 0 | 0 | 0 | 0 | 0 | 40.92 | 36.01
2025W24H09:00 | 0 | 0 | 0 | 0 | 0 | 45.26 | 38.91
2025W24H10:00 | 0 | 0 | 0 | 0 | 0 | 49.764 | 34.726
2025W24H11:00 | 0 | 0 | 0 | 0 | 0 | 38.762 | 42.228
2025W24H12:00 | 0 | 0 | 0 | 0 | 0 | 46.5 | 27.89
2025W24H13:00 | 0 | 0 | 0 | 0 | 0 | 46.5 | 27.53
2025W24H14:00 | 0 | 0 | 0 | 0 | 0 | 31.34 | 36.47
2025W24H15:00 | 0 | 0 | 0 | 0 | 0 | 35.5685 | 34.028
2025W24H16:00 | 0 | 0 | 0 | 0 | 2.926 | 40.421 | 28.003
2025W24H17:00 | 0 | 0 | 0 | 0 | 11.386 | 33.813 | 27.971
2025W24H18:00 | 1 | 0 | 0 | 2.7365 | 35 | 19.926 | 21.4875
2025W24H19:00 | 0 | 0 | 0 | 18.388 | 35 | 0 | 24.452
2025W24H20:00 | 0 | 0 | 0 | 20.2125 | 35 | 0 | 21.4875
2025W24H21:00 | 0 | 0 | 0 | 20.2125 | 35 | 0 | 18.9175
2025W24H22:00 | 0 | 0 | 0 | 4.4295 | 35 | 0 | 22.6605
2025W24H23:00 | 0 | 0 | 0 | 0 | 24.6755 | 0 | 29.7945 | 2025W24 | 1 | 0 | 0 | 65.979 | 355.551 | 495.7615 | 663.915 | 1582.2065
2025W25H00:00 | 0 | 0 | 0 | 14.628 | 35 | 0 | 2.442
2025W25H01:00 | 0 | 0 | 0 | 9.3545 | 35 | 0 | 4.2655
2025W25H02:00 | 0 | 0 | 0 | 8.6945 | 35 | 0 | 4.2655
2025W25H03:00 | 0 | 0 | 0 | 1.644 | 35 | 0 | 7.326
2025W25H04:00 | 0 | 0 | 0 | 0 | 33.4235 | 0 | 15.2065
2025W25H05:00 | 0 | 0 | 0 | 0 | 30.1445 | 0.671 | 20.1545
2025W25H06:00 | 0 | 0 | 0 | 0 | 14.514 | 29.838 | 19.408
2025W25H07:00 | 0 | 0 | 0 | 0 | 20.8045 | 38.459 | 17.7765
2025W25H08:00 | 0 | 0 | 0 | 0 | 16.7755 | 44.447 | 18.9175
2025W25H09:00 | 0 | 0 | 0 | 0 | 15.25 | 48.269 | 20.741
2025W25H10:00 | 0 | 0 | 0 | 0 | 9.2545 | 50.384 | 26.2115
2025W25H11:00 | 0 | 0 | 0 | 0 | 2.008 | 53.688 | 24.484
2025W25H12:00 | 0 | 0 | 0 | 0 | 0 | 47.176 | 32.3005
2025W25H13:00 | 0 | 0 | 0 | 0 | 0 | 48.9585 | 28.7815
2025W25H14:00 | 0 | 0 | 0 | 0 | 0 | 51.157 | 25.893
2025W25H15:00 | 0 | 0 | 0 | 0 | 0 | 48.734 | 25.806
2025W25H16:00 | 0 | 0 | 0 | 0 | 13.292 | 45.789 | 18.299
2025W25H17:00 | 0 | 0 | 0 | 0 | 18.926 | 35.928 | 26.766
2025W25H18:00 | 0 | 0 | 0 | 5.955 | 35 | 21.939 | 17.126
2025W25H19:00 | 0 | 0 | 0 | 26.5145 | 35 | 0 | 18.8855
2025W25H20:00 | 1 | 0 | 0 | 26.9705 | 35 | 0 | 16.3795
2025W25H21:00 | 0 | 0 | 0 | 34.7355 | 35 | 0 | 7.9445
2025W25H22:00 | 0 | 0 | 0 | 22.926 | 35 | 0 | 7.294
2025W25H23:00 | 0 | 0 | 0 | 14.236 | 35 | 0 | 7.294 | 2025W25 | 1 | 0 | 0 | 165.6585 | 524.3925 | 565.4375 | 413.968 | 1670.4565
2025W26H00:00 | 0 | 0 | 0 | 18.4075 | 35 | 0 | 7.9125
2025W26H01:00 | 0 | 0 | 0 | 13.059 | 35 | 0 | 8.531
2025W26H02:00 | 0 | 0 | 0 | 11.529 | 35 | 0 | 6.121
2025W26H03:00 | 0 | 0 | 0 | 9.1925 | 35 | 0 | 6.7075
2025W26H04:00 | 0 | 0 | 0 | 12.246 | 35 | 0 | 4.884
2025W26H05:00 | 0 | 0 | 0 | 17.162 | 35 | 0.671 | 3.647
2025W26H06:00 | 0 | 0 | 0 | 0 | 31.8455 | 31.18 | 7.9445
2025W26H07:00 | 0 | 0 | 0 | 0 | 30.674 | 43.003 | 10.973
2025W26H08:00 | 0 | 0 | 0 | 0 | 27.997 | 48.524 | 15.889
2025W26H09:00 | 0 | 0 | 0 | 0 | 25.0475 | 49.764 | 20.2185
2025W26H10:00 | 0 | 0 | 0 | 0 | 20.345 | 54.877 | 24.388
2025W26H11:00 | 0 | 0 | 0 | 0 | 18.7435 | 55.599 | 23.8975
2025W26H12:00 | 0 | 0 | 0 | 0 | 15.3725 | 54.979 | 25.0385
2025W26H13:00 | 0 | 0 | 0 | 0 | 12.6445 | 56.372 | 26.0835
2025W26H14:00 | 0 | 0 | 0 | 0 | 7.4345 | 51.106 | 28.5895
2025W26H15:00 | 0 | 0 | 0 | 0 | 10.5845 | 50.282 | 28.4935
2025W26H16:00 | 0 | 0 | 0 | 0 | 21.7645 | 45.84 | 26.1155
2025W26H17:00 | 0 | 0 | 0 | 0 | 31.9695 | 39.232 | 23.215
2025W26H18:00 | 0 | 0 | 0 | 21.8995 | 35 | 25.192 | 15.2385
2025W26H19:00 | 1 | 0 | 0 | 49.92 | 35 | 0 | 12.21
2025W26H20:00 | 0 | 0 | 0 | 49.579 | 35 | 0 | 8.531
2025W26H21:00 | 0 | 0 | 0 | 52.953 | 35 | 0 | 3.647
2025W26H22:00 | 0 | 0 | 0 | 41.296 | 35 | 0 | 4.884
2025W26H23:00 | 0 | 0 | 0 | 31.6075 | 35 | 0 | 5.5025 | 2025W26 | 1 | 0 | 0 | 328.851 | 674.4225 | 606.621 | 348.662 | 1959.5565
2025W27H00:00 | 0 | 0 | 0 | 31.488 | 35 | 0 | 2.442
2025W27H01:00 | 0 | 0 | 0 | 22.198 | 35 | 0 | 4.852
2025W27H02:00 | 0 | 0 | 0 | 21.253 | 35 | 0 | 3.647
2025W27H03:00 | 0 | 0 | 0 | 18.4975 | 35 | 0 | 5.5025
2025W27H04:00 | 0 | 0 | 0 | 17.791 | 35 | 0 | 6.089
2025W27H05:00 | 0 | 0 | 0 | 25.8185 | 35 | 0.671 | 5.4705
2025W27H06:00 | 0 | 0 | 0 | 3.9995 | 35 | 31.18 | 3.0605
2025W27H07:00 | 0 | 0 | 0 | 11.021 | 35 | 41.865 | 2.474
2025W27H08:00 | 0 | 0 | 0 | 11.0025 | 35 | 48.524 | 9.2135
2025W27H09:00 | 0 | 0 | 0 | 5.922 | 35 | 53.79 | 9.768
2025W27H10:00 | 0 | 0 | 0 | 6.829 | 35 | 55.599 | 12.242
2025W27H11:00 | 0 | 0 | 0 | 10.488 | 35 | 53.119 | 8.563
2025W27H12:00 | 0 | 0 | 0 | 1.9565 | 35 | 56.839 | 10.3545
2025W27H13:00 | 0 | 0 | 0 | 0 | 34.466 | 54.461 | 13.383
2025W27H14:00 | 0 | 0 | 0 | 0 | 31.4675 | 52.448 | 15.761
2025W27H15:00 | 0 | 0 | 0 | 0 | 25.8685 | 50.953 | 20.2185
2025W27H16:00 | 1 | 0 | 0 | 5.491 | 35 | 47.131 | 14.588
2025W27H17:00 | 0 | 0 | 0 | 12.6285 | 35 | 36.548 | 18.8535
2025W27H18:00 | 0 | 0 | 0 | 24.428 | 35 | 25.141 | 18.331
2025W27H19:00 | 0 | 0 | 0 | 49.642 | 35 | 0 | 17.158
2025W27H20:00 | 0 | 0 | 0 | 53.7545 | 35 | 0 | 16.4755
2025W27H21:00 | 0 | 0 | 0 | 56.227 | 35 | 0 | 10.973
2025W27H22:00 | 0 | 0 | 0 | 44.8915 | 35 | 0 | 10.4185
2025W27H23:00 | 0 | 0 | 0 | 29.9035 | 35 | 0 | 10.3865 | 2025W27 | 1 | 0 | 0 | 465.2305 | 826.802 | 608.269 | 250.225 | 2151.5265
2025W28H00:00 | 0 | 0 | 0 | 21.6085 | 35 | 0 | 11.5915
2025W28H01:00 | 0 | 0 | 0 | 17.9865 | 35 | 0 | 9.2135
2025W28H02:00 | 0 | 0 | 0 | 19.134 | 35 | 0 | 7.326
2025W28H03:00 | 0 | 0 | 0 | 21.0145 | 35 | 0 | 4.2655
2025W28H04:00 | 0 | 0 | 0 | 23.128 | 35 | 0 | 2.442
2025W28H05:00 | 0 | 0 | 0 | 25.414 | 35 | 0.62 | 4.916
2025W28H06:00 | 0 | 0 | 0 | 1.289 | 35 | 30.56 | 8.531
2025W28H07:00 | 0 | 0 | 0 | 6.516 | 35 | 39.75 | 7.294
2025W28H08:00 | 0 | 0 | 0 | 5.1625 | 35 | 47.7 | 14.0975
2025W28H09:00 | 0 | 0 | 0 | 0.621 | 35 | 48.422 | 20.677
2025W28H10:00 | 0 | 0 | 0 | 0 | 28.419 | 48.524 | 30.477
2025W28H11:00 | 0 | 0 | 0 | 0 | 25.4065 | 51.726 | 29.304
2025W28H12:00 | 0 | 0 | 0 | 0 | 13.9495 | 51.879 | 31.3515
2025W28H13:00 | 0 | 0 | 0 | 0 | 21.6385 | 50.333 | 30.0185
2025W28H14:00 | 0 | 0 | 0 | 0 | 22.271 | 49.764 | 25.625
2025W28H15:00 | 0 | 0 | 0 | 0 | 17.7515 | 50.333 | 28.6855
2025W28H16:00 | 0 | 0 | 0 | 0 | 26.1325 | 45.738 | 26.3395
2025W28H17:00 | 0.471 | 0 | 0 | 0 | 35 | 39.13 | 27.939
2025W28H18:00 | 0.529 | 0 | 0 | 17.6265 | 35 | 23.901 | 23.8335
2025W28H19:00 | 0 | 0 | 0 | 53.381 | 35 | 0 | 15.889
2025W28H20:00 | 0 | 0 | 0 | 51.378 | 35 | 0 | 14.652
2025W28H21:00 | 0 | 0 | 0 | 51.9875 | 35 | 0 | 7.9125
2025W28H22:00 | 0 | 0 | 0 | 49.3965 | 35 | 0 | 1.8235
2025W28H23:00 | 0 | 0 | 0 | 40.043 | 35 | 0 | 1.237 | 2025W28 | 1 | 0 | 0 | 405.6865 | 750.5685 | 578.38 | 385.4415 | 2121.0765
2025W29H00:00 | 0 | 0 | 0 | 28.6235 | 35 | 0 | 0.5865
2025W29H01:00 | 0 | 0 | 0 | 25.7115 | 35 | 0 | 0.6185
2025W29H02:00 | 0 | 0 | 0 | 20.3615 | 35 | 0 | 0.6185
2025W29H03:00 | 0 | 0 | 0 | 17.568 | 35 | 0 | 2.442
2025W29H04:00 | 0 | 0 | 0 | 20.69 | 35 | 0 | 2.41
2025W29H05:00 | 0 | 0 | 0 | 23.511 | 35 | 0 | 3.679
2025W29H06:00 | 0 | 0 | 0 | 7.3845 | 35 | 29.167 | 3.0285
2025W29H07:00 | 0 | 0 | 0 | 7.3535 | 35 | 39.699 | 4.2975
2025W29H08:00 | 0 | 0 | 0 | 0 | 35 | 46.46 | 13.447
2025W29H09:00 | 0.26945 | 0 | 0 | 2.1321 | 35 | 53.017 | 11.5915
2025W29H10:00 | 0 | 0 | 0 | 1.397 | 35 | 52.397 | 14.716
2025W29H11:00 | 0 | 0 | 0 | 0 | 33.9145 | 53.739 | 15.3665
2025W29H12:00 | 0 | 0 | 0 | 0 | 34.5295 | 52.601 | 17.126
2025W29H13:00 | 0 | 0 | 0 | 0 | 18.243 | 54.928 | 25.529
2025W29H14:00 | 0 | 0 | 0 | 0 | 14.359 | 52.499 | 26.862
2025W29H15:00 | 0 | 0 | 0 | 0 | 24.2655 | 48.575 | 23.7695
2025W29H16:00 | 0 | 0 | 0 | 0 | 30.819 | 46.409 | 19.472
2025W29H17:00 | 0 | 0 | 0 | 18.057 | 35 | 37.117 | 14.716
2025W29H18:00 | 0 | 0 | 0 | 32.797 | 35 | 22.559 | 12.274
2025W29H19:00 | 0 | 0 | 0 | 58.1575 | 35 | 0 | 7.9125
2025W29H20:00 | 1 | 0 | 0 | 61.6545 | 35 | 0 | 4.2655
2025W29H21:00 | 0 | 0 | 0 | 56.8365 | 35 | 0 | 1.8235
2025W29H22:00 | 0 | 0 | 0 | 49.0515 | 35 | 0 | 0.6185
2025W29H23:00 | 0 | 0 | 0 | 37.4815 | 35 | 0 | 0.6185 | 2025W29 | 1.2694 | 0 | 0 | 468.7681 | 786.1305 | 589.167 | 227.7885 | 2073.1235
2025W30H00:00 | 0 | 0 | 0 | 29.653 | 35 | 0 | 3.647
2025W30H01:00 | 0 | 0 | 0 | 17.876 | 35 | 0 | 9.704
2025W30H02:00 | 0 | 0 | 0 | 18.7045 | 35 | 0 | 6.6755
2025W30H03:00 | 0 | 0 | 0 | 18.864 | 35 | 0 | 4.916
2025W30H04:00 | 0 | 0 | 0 | 23.8795 | 35 | 0 | 3.0605
2025W30H05:00 | 0 | 0 | 0 | 28.3745 | 35 | 0 | 4.2655
2025W30H06:00 | 0 | 0 | 0 | 8.25 | 35 | 29.838 | 2.442
2025W30H07:00 | 0 | 0 | 0 | 14.5295 | 35 | 41.092 | 0.6185
2025W30H08:00 | 0 | 0 | 0 | 8.185 | 35 | 47.751 | 4.884
2025W30H09:00 | 0 | 0 | 0 | 11.827 | 35 | 51.004 | 6.089
2025W30H10:00 | 0 | 0 | 0 | 15.275 | 35 | 52.397 | 7.358
2025W30H11:00 | 0 | 0 | 0 | 11.035 | 35 | 53.119 | 7.326
2025W30H12:00 | 0 | 0 | 0 | 2.3485 | 35 | 52.499 | 12.8925
2025W30H13:00 | 0 | 0 | 0 | 0 | 29.6575 | 53.119 | 21.2635
2025W30H14:00 | 0 | 0 | 0 | 0 | 24.3785 | 54.257 | 18.331
2025W30H15:00 | 0 | 0 | 0 | 0 | 33.1665 | 52.346 | 14.0975
2025W30H16:00 | 0 | 0 | 0 | 4.717 | 35 | 45.22 | 15.793
2025W30H17:00 | 0 | 0 | 0 | 22.6575 | 35 | 36.446 | 10.3865
2025W30H18:00 | 0 | 0 | 0 | 42.29 | 35 | 20.546 | 12.274
2025W30H19:00 | 0 | 0 | 0 | 68.284 | 35 | 0 | 7.326
2025W30H20:00 | 0 | 0 | 0 | 67.561 | 35 | 0 | 3.679
2025W30H21:00 | 1 | 0 | 0 | 60.958 | 35 | 0 | 2.442
2025W30H22:00 | 0 | 0 | 0 | 56.125 | 35 | 0 | 1.205
2025W30H23:00 | 0 | 0 | 0 | 41.1615 | 35 | 0 | 0.6185 | 2025W30 | 1 | 0 | 0 | 572.5555 | 822.2025 | 589.634 | 181.2945 | 2166.6865
2025W31H00:00 | 0 | 0 | 0 | 18.492 | 35 | 0 | 14.588
2025W31H01:00 | 0 | 0 | 0 | 13.828 | 35 | 0 | 12.242
2025W31H02:00 | 0 | 0 | 0 | 15.79 | 35 | 0 | 9.8
2025W31H03:00 | 0 | 0 | 0 | 8.1155 | 35 | 0 | 15.3345
2025W31H04:00 | 0 | 0 | 0 | 4.28 | 35 | 0 | 19.6
2025W31H05:00 | 0 | 0 | 0 | 5.4715 | 35 | 0 | 25.0385
2025W31H06:00 | 0 | 0 | 0 | 0 | 11.069 | 31.902 | 27.939
2025W31H07:00 | 0 | 0 | 0 | 0 | 20.0825 | 42.536 | 23.8015
2025W31H08:00 | 0 | 0 | 0 | 0 | 14.528 | 49.042 | 34.06
2025W31H09:00 | 0 | 0 | 0 | 0 | 18.66 | 51.624 | 38.816
2025W31H10:00 | 0 | 0 | 0 | 0 | 12.231 | 53.637 | 36.662
2025W31H11:00 | 0 | 0 | 0 | 0 | 12.1775 | 54.877 | 35.9155
2025W31H12:00 | 0 | 0 | 0 | 0 | 9.5895 | 52.448 | 42.1325
2025W31H13:00 | 0 | 0 | 0 | 0 | 11.3785 | 54.308 | 36.0435
2025W31H14:00 | 0 | 0 | 0 | 0 | 6.997 | 53.688 | 35.425
2025W31H15:00 | 0 | 0 | 0 | 0 | 10.453 | 52.499 | 32.5245
2025W31H16:00 | 0 | 0 | 0 | 0 | 22.522 | 49.764 | 26.734
2025W31H17:00 | 0 | 0 | 0 | 1.711 | 35 | 39.75 | 25.689
2025W31H18:00 | 0 | 0 | 0 | 27.7975 | 35 | 21.217 | 21.4555
2025W31H19:00 | 1 | 0 | 0 | 48.027 | 35 | 0 | 23.183
2025W31H20:00 | 0 | 0 | 0 | 48.2105 | 35 | 0 | 16.5395
2025W31H21:00 | 0 | 0 | 0 | 47.693 | 35 | 0 | 11.037
2025W31H22:00 | 0 | 0 | 0 | 42.091 | 35 | 0 | 11.069
2025W31H23:00 | 0 | 0 | 0 | 27.059 | 35 | 0 | 13.511 | 2025W31 | 1 | 0 | 0 | 308.566 | 604.688 | 607.292 | 589.1405 | 2110.6865
2025W32H00:00 | 0 | 0 | 0 | 41.978 | 35 | 0 | 2.442
2025W32H01:00 | 0 | 0 | 0 | 33.8615 | 35 | 0 | 3.0285
2025W32H02:00 | 0 | 0 | 0 | 32.0545 | 35 | 0 | 1.8555
2025W32H03:00 | 0 | 0 | 0 | 28.1315 | 35 | 0 | 3.0285
2025W32H04:00 | 0 | 0 | 0 | 29.198 | 35 | 0 | 2.442
2025W32H05:00 | 0 | 0 | 0 | 34.3265 | 35 | 0 | 1.8235
2025W32H06:00 | 0 | 0 | 0 | 7.403 | 35 | 27.103 | 9.704
2025W32H07:00 | 0 | 0 | 0 | 13.3395 | 35 | 37.686 | 10.3545
2025W32H08:00 | 0 | 0 | 0 | 17.4715 | 35 | 46.409 | 11.7195
2025W32H09:00 | 0 | 0 | 0 | 14.24 | 35 | 47.7 | 12.21
2025W32H10:00 | 0 | 0 | 0 | 11.055 | 35 | 52.864 | 15.921
2025W32H11:00 | 0 | 0 | 0 | 11.2785 | 35 | 53.739 | 20.1225
2025W32H12:00 | 0 | 0 | 0 | 0 | 29.84 | 54.461 | 26.2755
2025W32H13:00 | 0 | 0 | 0 | 0 | 34.329 | 51.777 | 27.054
2025W32H14:00 | 1 | 0 | 0 | 0.9025 | 35 | 48.422 | 26.2755
2025W32H15:00 | 0 | 0 | 0 | 0 | 27.976 | 49.042 | 26.862
2025W32H16:00 | 0 | 0 | 0 | 6.1885 | 35 | 43.827 | 27.5445
2025W32H17:00 | 0 | 0 | 0 | 23.2695 | 35 | 33.193 | 23.7375
2025W32H18:00 | 0 | 0 | 0 | 41.7045 | 35 | 15.9 | 18.8855
2025W32H19:00 | 0 | 0 | 0 | 67.7415 | 35 | 0 | 12.8285
2025W32H20:00 | 0.85 | 0 | 0 | 69.9435 | 35 | 0 | 12.7965
2025W32H21:00 | 0 | 0 | 0 | 60.622 | 35 | 0 | 12.178
2025W32H22:00 | 0 | 0 | 0 | 51.2805 | 35 | 0 | 9.1495
2025W32H23:00 | 0 | 0 | 0 | 41.468 | 35 | 0 | 9.832 | 2025W32 | 1.85 | 0 | 0 | 637.458 | 827.145 | 562.123 | 328.0705 | 2356.6465
2025W33H00:00 | 0 | 0 | 0 | 20.227 | 35 | 0 | 10.973
2025W33H01:00 | 0 | 0 | 0 | 17.0275 | 35 | 0 | 10.3225
2025W33H02:00 | 0 | 0 | 0 | 15.672 | 35 | 0 | 9.768
2025W33H03:00 | 0 | 0 | 0 | 13.3265 | 35 | 0 | 9.2135
2025W33H04:00 | 0 | 0 | 0 | 11.6335 | 35 | 0 | 10.3865
2025W33H05:00 | 0 | 0 | 0 | 19.083 | 35 | 0 | 11.037
2025W33H06:00 | 0 | 0 | 0 | 13.4065 | 35 | 11.976 | 11.5275
2025W33H07:00 | 0 | 0 | 0 | 0 | 34.468 | 39.079 | 11.5595
2025W33H08:00 | 0 | 0 | 0 | 0 | 34.1 | 46.307 | 13.383
2025W33H09:00 | 1 | 0 | 0 | 3.5665 | 35 | 46.46 | 14.0335
2025W33H10:00 | 0 | 0 | 0 | 0 | 31.7215 | 49.713 | 18.8855
2025W33H11:00 | 0 | 0 | 0 | 0 | 30.6915 | 49.713 | 21.2955
2025W33H12:00 | 0 | 0 | 0 | 0 | 17.524 | 53.739 | 30.637
2025W33H13:00 | 0 | 0 | 0 | 0 | 13.776 | 50.588 | 31.586
2025W33H14:00 | 0 | 0 | 0 | 0 | 11.7225 | 51.573 | 32.3645
2025W33H15:00 | 0 | 0 | 0 | 0 | 13.0625 | 48.94 | 28.7175
2025W33H16:00 | 0 | 0 | 0 | 0 | 15.4575 | 41.194 | 37.835
2025W33H17:00 | 0.7405 | 0 | 0 | 0 | 35 | 33.142 | 30.9675
2025W33H18:00 | 0.2595 | 0 | 0 | 31.643 | 35 | 11.305 | 25.1025
2025W33H19:00 | 0 | 0 | 0 | 53.7105 | 35 | 0 | 18.9495
2025W33H20:00 | 0 | 0 | 0 | 69.618 | 35 | 0 | 7.262
2025W33H21:00 | 0 | 0 | 0 | 56.6695 | 35 | 0 | 3.0605
2025W33H22:00 | 0 | 0 | 0 | 47.1695 | 35 | 0 | 3.0605
2025W33H23:00 | 0 | 0 | 0 | 33.3815 | 35 | 0 | 3.0285 | 2025W33 | 2 | 0 | 0 | 406.1345 | 727.5235 | 533.729 | 404.956 | 2074.343
2025W34H00:00 | 0 | 0 | 0 | 18.1285 | 35 | 0 | 11.5915
2025W34H01:00 | 0 | 0 | 0 | 10.6005 | 35 | 0 | 11.5595
2025W34H02:00 | 0 | 0 | 0 | 12.255 | 35 | 0 | 8.595
2025W34H03:00 | 0 | 0 | 0 | 10.5665 | 35 | 0 | 9.2135
2025W34H04:00 | 0 | 0 | 0 | 6.6755 | 35 | 0 | 15.1745
2025W34H05:00 | 0 | 0 | 0 | 14.8465 | 35 | 0 | 11.6235
2025W34H06:00 | 0 | 0 | 0 | 22.927 | 35 | 1.291 | 9.832
2025W34H07:00 | 0 | 0 | 0 | 2.111 | 35 | 39.181 | 9.768
2025W34H08:00 | 0 | 0 | 0 | 0 | 30.1315 | 46.46 | 20.0585
2025W34H09:00 | 0 | 0 | 0 | 0 | 26.9525 | 47.904 | 28.6535
2025W34H10:00 | 0 | 0 | 0 | 0 | 14.1795 | 52.966 | 34.7745
2025W34H11:00 | 0 | 0 | 0 | 0 | 8.5715 | 53.17 | 37.2485
2025W34H12:00 | 0 | 0 | 0 | 0 | 11.2945 | 52.397 | 37.2485
2025W34H13:00 | 0 | 0 | 0 | 0 | 3.9055 | 52.915 | 38.816
2025W34H14:00 | 0 | 0 | 0 | 0 | 3.969 | 52.55 | 35.361
2025W34H15:00 | 0 | 0 | 0 | 0 | 13.315 | 49.093 | 31.842
2025W34H16:00 | 0 | 0 | 0 | 0 | 13.702 | 46.409 | 37.899
2025W34H17:00 | 0 | 0 | 0 | 0 | 22.912 | 32.522 | 41.386
2025W34H18:00 | 0 | 0 | 0 | 26.187 | 35 | 5.317 | 38.976
2025W34H19:00 | 0 | 0 | 0 | 42.6775 | 35 | 0 | 27.3525
2025W34H20:00 | 1 | 0 | 0 | 49.9785 | 35 | 0 | 16.5715
2025W34H21:00 | 0 | 0 | 0 | 41.282 | 35 | 0 | 14.588
2025W34H22:00 | 0 | 0 | 0 | 35.6165 | 35 | 0 | 11.6235
2025W34H23:00 | 0 | 0 | 0 | 25.101 | 35 | 0 | 8.499 | 2025W34 | 1 | 0 | 0 | 318.953 | 638.933 | 532.175 | 548.2555 | 2039.3165
2025W35H00:00 | 0 | 0 | 0 | 22.8565 | 35 | 0 | 1.8235
2025W35H01:00 | 0 | 0 | 0 | 16.3015 | 35 | 0 | 3.0285
2025W35H02:00 | 0 | 0 | 0 | 11.1955 | 35 | 0 | 7.9445
2025W35H03:00 | 0 | 0 | 0 | 9.172 | 35 | 0 | 9.768
2025W35H04:00 | 0 | 0 | 0 | 7.7955 | 35 | 0 | 10.3545
2025W35H05:00 | 0 | 0 | 0 | 15.0485 | 35 | 0 | 9.1815
2025W35H06:00 | 0 | 0 | 0 | 23.023 | 35 | 1.291 | 9.736
2025W35H07:00 | 0 | 0 | 0 | 0 | 33.767 | 39.13 | 10.973
2025W35H08:00 | 0.8245 | 0 | 0 | 0 | 35 | 46.307 | 10.4185
2025W35H09:00 | 0 | 0 | 0 | 0 | 27.7365 | 49.713 | 17.6805
2025W35H10:00 | 0 | 0 | 0 | 0 | 26.7355 | 51.624 | 20.837
2025W35H11:00 | 0 | 0 | 0 | 0 | 24.165 | 53.535 | 19.6
2025W35H12:00 | 0 | 0 | 0 | 0 | 21.896 | 53.79 | 24.324
2025W35H13:00 | 0 | 0 | 0 | 0 | 21.922 | 50.486 | 22.042
2025W35H14:00 | 0 | 0 | 0 | 0 | 10.8845 | 51.055 | 27.4805
2025W35H15:00 | 0 | 0 | 0 | 0 | 18.3225 | 49.662 | 21.4555
2025W35H16:00 | 0 | 0 | 0 | 0 | 14.648 | 42.434 | 34.188
2025W35H17:00 | 0 | 0 | 0 | 7.2055 | 35 | 29.32 | 25.1345
2025W35H18:00 | 0 | 0 | 0 | 37.9265 | 35 | 0 | 23.8335
2025W35H19:00 | 0 | 0 | 0 | 52.185 | 35 | 0 | 15.825
2025W35H20:00 | 0 | 0 | 0 | 55.2205 | 35 | 0 | 9.1495
2025W35H21:00 | 0 | 0 | 0 | 44.0275 | 35 | 0 | 5.5025
2025W35H22:00 | 1 | 0 | 0 | 35.418 | 35 | 0 | 4.852
2025W35H23:00 | 0 | 0 | 0 | 29.2195 | 35 | 0 | 3.0605 | 2025W35 | 1.8245 | 0 | 0 | 366.595 | 725.077 | 518.347 | 348.193 | 1960.0365
2025W36H00:00 | 0 | 0 | 0 | 6.8655 | 35 | 0 | 10.3545
2025W36H01:00 | 0 | 0 | 0 | 5.666 | 35 | 0 | 9.704
2025W36H02:00 | 0 | 0 | 0 | 2.795 | 35 | 0 | 8.595
2025W36H03:00 | 0 | 0 | 0 | 2.484 | 35 | 0 | 9.736
2025W36H04:00 | 0 | 0 | 0 | 1.447 | 35 | 0 | 10.973
2025W36H05:00 | 0 | 0 | 0 | 0 | 35 | 0 | 21.3595
2025W36H06:00 | 0.67107 | 0 | 0 | 8.2799 | 35 | 0.671 | 19.568
2025W36H07:00 | 0 | 0 | 0 | 0 | 16.186 | 37.941 | 20.933
2025W36H08:00 | 0 | 0 | 0 | 0 | 3.4545 | 45.84 | 33.6655
2025W36H09:00 | 0 | 0 | 0 | 0 | 5.603 | 48.473 | 36.854
2025W36H10:00 | 0 | 0 | 0 | 0 | 0.015 | 52.864 | 37.771
2025W36H11:00 | 0 | 0 | 0 | 0 | 0.414 | 50.486 | 34.22
2025W36H12:00 | 0 | 0 | 0 | 0 | 0.6605 | 50.384 | 38.3255
2025W36H13:00 | 0 | 0 | 0 | 0 | 0 | 49.815 | 32.045
2025W36H14:00 | 0 | 0 | 0 | 0 | 0 | 42.16 | 36.1765
2025W36H15:00 | 0 | 0 | 0 | 0 | 1.133 | 45.169 | 31.618
2025W36H16:00 | 0 | 0 | 0 | 0 | 7.9325 | 36.599 | 32.4285
2025W36H17:00 | 0 | 0 | 0 | 0 | 19.3915 | 23.85 | 37.0885
2025W36H18:00 | 1 | 0 | 0 | 10.625 | 35 | 0 | 37.675
2025W36H19:00 | 0 | 0 | 0 | 26.21 | 35 | 0 | 24.42
2025W36H20:00 | 0 | 0 | 0 | 34.751 | 35 | 0 | 15.889
2025W36H21:00 | 0 | 0 | 0 | 23.485 | 35 | 0 | 15.825
2025W36H22:00 | 0 | 0 | 0 | 15.9875 | 35 | 0 | 15.3025
2025W36H23:00 | 0 | 0 | 0 | 7.486 | 35 | 0 | 14.684 | 2025W36 | 1.6711 | 0 | 0 | 146.0819 | 509.79 | 484.252 | 585.211 | 1727.006
2025W37H00:00 | 0 | 0 | 0 | 0 | 17.955 | 0 | 30.445
2025W37H01:00 | 0 | 0 | 0 | 0 | 19.1375 | 0 | 27.6725
2025W37H02:00 | 0 | 0 | 0 | 0 | 13.5775 | 0 | 32.3325
2025W37H03:00 | 0 | 0 | 0 | 0 | 9.1665 | 0 | 35.8835
2025W37H04:00 | 0 | 0 | 0 | 0 | 8.358 | 0 | 36.502
2025W37H05:00 | 0 | 0 | 0 | 0 | 14.595 | 0 | 40.085
2025W37H06:00 | 0 | 0 | 0 | 0 | 26.4885 | 0.671 | 37.1205
2025W37H07:00 | 0 | 0 | 0 | 0 | 2.64 | 34.535 | 40.245
2025W37H08:00 | 0 | 0 | 0 | 0 | 4.0155 | 43.827 | 38.6775
2025W37H09:00 | 0 | 0 | 0 | 0 | 0 | 47.131 | 42.909
2025W37H10:00 | 0 | 0 | 0 | 0 | 0 | 43.4 | 42.1
2025W37H11:00 | 0 | 0 | 0 | 0 | 0 | 49.611 | 38.2355
2025W37H12:00 | 0 | 0 | 0 | 0 | 0 | 44.02 | 38.81
2025W37H13:00 | 0 | 0 | 0 | 0 | 0 | 45.88 | 33.05
2025W37H14:00 | 0 | 0 | 0 | 0 | 0 | 43.4 | 32.12
2025W37H15:00 | 0 | 0 | 0 | 0 | 0 | 39.801 | 36.669
2025W37H16:00 | 0 | 0 | 0 | 0 | 2.0435 | 35.724 | 39.7225
2025W37H17:00 | 0 | 0 | 0 | 0 | 14.9385 | 20.597 | 44.7345
2025W37H18:00 | 1 | 0 | 0 | 3.9515 | 35 | 0 | 42.0685
2025W37H19:00 | 0 | 0 | 0 | 12.523 | 35 | 0 | 35.457
2025W37H20:00 | 0 | 0 | 0 | 27.2945 | 35 | 0 | 21.2955
2025W37H21:00 | 0 | 0 | 0 | 7.919 | 35 | 0 | 30.541
2025W37H22:00 | 0 | 0 | 0 | 0.3585 | 35 | 0 | 28.6215
2025W37H23:00 | 0 | 0 | 0 | 0 | 23.5415 | 0 | 32.2685 | 2025W37 | 1 | 0 | 0 | 52.0465 | 331.457 | 448.597 | 857.566 | 1690.6665
2025W38H00:00 | 1 | 0 | 0 | 13.9045 | 35 | 0 | 4.2655
2025W38H01:00 | 0 | 0 | 0 | 13.383 | 35 | 0 | 3.647
2025W38H02:00 | 0 | 0 | 0 | 9.573 | 35 | 0 | 3.647
2025W38H03:00 | 0 | 0 | 0 | 7.1655 | 35 | 0 | 7.9445
2025W38H04:00 | 0 | 0 | 0 | 0 | 32.056 | 0 | 17.094
2025W38H05:00 | 0.85 | 0 | 0 | 8.4105 | 35 | 0 | 14.1295
2025W38H06:00 | 0 | 0 | 0 | 13.9945 | 35 | 0.671 | 15.1745
2025W38H07:00 | 0 | 0 | 0 | 2.096 | 35 | 29.167 | 13.447
2025W38H08:00 | 0 | 0 | 0 | 3.735 | 35 | 36.446 | 13.479
2025W38H09:00 | 0 | 0 | 0 | 0 | 31.985 | 43.054 | 18.331
2025W38H10:00 | 0 | 0 | 0 | 1.46 | 35 | 44.345 | 11.005
2025W38H11:00 | 0.85 | 0 | 0 | 0.0265 | 35 | 42.587 | 15.3665
2025W38H12:00 | 0 | 0 | 0 | 0 | 28.5435 | 40.523 | 16.4435
2025W38H13:00 | 0 | 0 | 0 | 0 | 21.9235 | 39.13 | 22.5965
2025W38H14:00 | 0 | 0 | 0 | 0 | 16.5625 | 39.852 | 21.2955
2025W38H15:00 | 0 | 0 | 0 | 0 | 23.1415 | 35.155 | 23.6735
2025W38H16:00 | 0 | 0 | 0 | 0 | 34.8655 | 26.483 | 21.978
2025W38H17:00 | 0 | 0 | 0 | 24.1555 | 35 | 12.596 | 17.6485
2025W38H18:00 | 0 | 0 | 0 | 41.0485 | 35 | 0 | 11.5915
2025W38H19:00 | 0 | 0 | 0 | 51.266 | 35 | 0 | 7.294
2025W38H20:00 | 0 | 0 | 0 | 45.6175 | 35 | 0 | 5.5025
2025W38H21:00 | 0 | 0 | 0 | 36.724 | 35 | 0 | 4.916
2025W38H22:00 | 0 | 0 | 0 | 26.504 | 35 | 0 | 4.916
2025W38H23:00 | 0 | 0 | 0 | 16.4675 | 35 | 0 | 5.5025 | 2025W38 | 2.7 | 0 | 0 | 315.5315 | 784.0775 | 390.009 | 300.8885 | 1793.2065
2025W39H00:00 | 0 | 0 | 0 | 12.218 | 35 | 0 | 2.442
2025W39H01:00 | 0 | 0 | 0 | 5.693 | 35 | 0 | 3.647
2025W39H02:00 | 0 | 0 | 0 | 8.2865 | 35 | 0 | 1.8235
2025W39H03:00 | 0 | 0 | 0 | 5.765 | 35 | 0 | 1.205
2025W39H04:00 | 0 | 0 | 0 | 11.4415 | 35 | 0 | 0.6185
2025W39H05:00 | 0 | 0 | 0 | 16.1165 | 35 | 0 | 1.8235
2025W39H06:00 | 0 | 0 | 0 | 28.373 | 35 | 0.62 | 1.237
2025W39H07:00 | 0 | 0 | 0 | 11.7355 | 35 | 27.876 | 0.6185
2025W39H08:00 | 0 | 0 | 0 | 10.2165 | 35 | 36.548 | 1.8555
2025W39H09:00 | 0 | 0 | 0 | 5.351 | 35 | 39.75 | 3.679
2025W39H10:00 | 0 | 0 | 0 | 2.144 | 35 | 41.245 | 6.121
2025W39H11:00 | 0 | 0 | 0 | 0 | 31.6375 | 43.105 | 9.1175
2025W39H12:00 | 0 | 0 | 0 | 0 | 30.542 | 39.283 | 11.005
2025W39H13:00 | 0 | 0 | 0 | 0 | 21.5065 | 41.092 | 14.0015
2025W39H14:00 | 0 | 0 | 0 | 0 | 14.1685 | 37.117 | 25.1345
2025W39H15:00 | 0 | 0 | 0 | 0 | 11.56 | 37.737 | 25.753
2025W39H16:00 | 0 | 0 | 0 | 0 | 21.681 | 27.256 | 26.3395
2025W39H17:00 | 0 | 0 | 0 | 8.5365 | 35 | 8.621 | 27.5125
2025W39H18:00 | 0 | 0 | 0 | 27.0045 | 35 | 0 | 21.4555
2025W39H19:00 | 1 | 0 | 0 | 36.49 | 35 | 0 | 12.21
2025W39H20:00 | 0 | 0 | 0 | 35.519 | 35 | 0 | 8.531
2025W39H21:00 | 0 | 0 | 0 | 24.3055 | 35 | 0 | 7.9445
2025W39H22:00 | 0 | 0 | 0 | 17.8055 | 35 | 0 | 7.9445
2025W39H23:00 | 0 | 0 | 0 | 13.3545 | 35 | 0 | 4.2655 | 2025W39 | 1 | 0 | 0 | 280.356 | 761.0955 | 380.25 | 226.285 | 1648.9865
2025W40H00:00 | 0 | 0 | 0 | 0 | 34.9135 | 0 | 10.3865
2025W40H01:00 | 0 | 0 | 0 | 0 | 31.155 | 0 | 9.1815
2025W40H02:00 | 0 | 0 | 0 | 0 | 28.349 | 0 | 10.941
2025W40H03:00 | 0 | 0 | 0 | 0 | 21.6965 | 0 | 18.8535
2025W40H04:00 | 0 | 0 | 0 | 0 | 21.761 | 0 | 18.299
2025W40H05:00 | 0 | 0 | 0 | 0 | 32.3975 | 0 | 17.7125
2025W40H06:00 | 1 | 0 | 0 | 2.39 | 35 | 0 | 24.26
2025W40H07:00 | 0 | 0 | 0 | 0 | 15.7445 | 31.282 | 21.4235
2025W40H08:00 | 0 | 0 | 0 | 0 | 15.717 | 40.99 | 20.773
2025W40H09:00 | 0 | 0 | 0 | 0 | 3.9465 | 45.016 | 28.7175
2025W40H10:00 | 0 | 0 | 0 | 0 | 0 | 45.789 | 28.301
2025W40H11:00 | 0 | 0 | 0 | 0 | 0 | 44.64 | 26.44
2025W40H12:00 | 0 | 0 | 0 | 0 | 0 | 43.038 | 28.152
2025W40H13:00 | 0.7 | 0 | 0 | 0 | 0 | 41.5985 | 28.6215
2025W40H14:00 | 0 | 0 | 0 | 0 | 0 | 36.0415 | 28.7385
2025W40H15:00 | 0 | 0 | 0 | 0 | 0 | 37.0395 | 27.6405
2025W40H16:00 | 0 | 0 | 0 | 0 | 13.925 | 28.598 | 25.817
2025W40H17:00 | 0 | 0 | 0 | 9.4035 | 35 | 0.671 | 23.8655
2025W40H18:00 | 0 | 0 | 0 | 17.624 | 35 | 0 | 19.536
2025W40H19:00 | 0 | 0 | 0 | 29.87 | 35 | 0 | 14.62
2025W40H20:00 | 1 | 0 | 0 | 17.4305 | 35 | 0 | 16.3795
2025W40H21:00 | 0 | 0 | 0 | 11.4035 | 35 | 0 | 15.2065
2025W40H22:00 | 0 | 0 | 0 | 2.311 | 35 | 0 | 15.889
2025W40H23:00 | 0 | 0 | 0 | 0 | 29.0865 | 0 | 18.8535 | 2025W40 | 2.7 | 0 | 0 | 90.4325 | 493.692 | 394.7035 | 498.6085 | 1480.1365
2025W41H00:00 | 0 | 0 | 0 | 0 | 30.711 | 0 | 11.069
2025W41H01:00 | 0 | 0 | 0 | 0 | 28.668 | 0 | 9.832
2025W41H02:00 | 0 | 0 | 0 | 0 | 28.702 | 0 | 9.768
2025W41H03:00 | 0 | 0 | 0 | 0 | 29.6055 | 0 | 7.9445
2025W41H04:00 | 0 | 0 | 0 | 0 | 34.144 | 0 | 5.5025
2025W41H05:00 | 1 | 0 | 0 | 4.8925 | 35 | 0 | 6.7075
2025W41H06:00 | 0 | 0 | 0 | 12.714 | 35 | 0 | 7.326
2025W41H07:00 | 0 | 0 | 0 | 0 | 33.7185 | 26.534 | 4.2975
2025W41H08:00 | 0 | 0 | 0 | 0 | 34.4995 | 31.8 | 5.4705
2025W41H09:00 | 0 | 0 | 0 | 0 | 16.239 | 37.686 | 15.825
2025W41H10:00 | 0 | 0 | 0 | 0 | 11.0805 | 40.99 | 18.9495
2025W41H11:00 | 0 | 0 | 0 | 0 | 3.819 | 37.27 | 27.971
2025W41H12:00 | 0 | 0 | 0 | 0 | 0.3705 | 38.561 | 27.6085
2025W41H13:00 | 0 | 0 | 0 | 0 | 0 | 33.566 | 29.8905
2025W41H14:00 | 0 | 0 | 0 | 0 | 0 | 34.1 | 27.17
2025W41H15:00 | 0 | 0 | 0 | 0 | 0 | 33.193 | 28.227
2025W41H16:00 | 0 | 0 | 0 | 0 | 16.1445 | 23.799 | 22.5965
2025W41H17:00 | 0 | 0 | 0 | 11.5455 | 35 | 0 | 17.7445
2025W41H18:00 | 0 | 0 | 0 | 18.1385 | 35 | 0 | 14.0015
2025W41H19:00 | 0 | 0 | 0 | 32.331 | 35 | 0 | 3.679
2025W41H20:00 | 0 | 0 | 0 | 27.6765 | 35 | 0 | 1.8235
2025W41H21:00 | 1 | 0 | 0 | 19.488 | 35 | 0 | 2.442
2025W41H22:00 | 0 | 0 | 0 | 10.7825 | 35 | 0 | 4.2975
2025W41H23:00 | 0 | 0 | 0 | 4.7475 | 35 | 0 | 5.5025 | 2025W41 | 2 | 0 | 0 | 142.316 | 582.702 | 337.499 | 315.646 | 1380.163
2025W42H00:00 | 0 | 0 | 0 | 0 | 28.3605 | 0 | 9.1495
2025W42H01:00 | 0 | 0 | 0 | 0 | 29.322 | 0 | 7.358
2025W42H02:00 | 0 | 0 | 0 | 0 | 27.3625 | 0 | 9.1175
2025W42H03:00 | 0 | 0 | 0 | 0 | 22.521 | 0 | 13.479
2025W42H04:00 | 0 | 0 | 0 | 0 | 29.3355 | 0 | 7.9445
2025W42H05:00 | 0 | 0 | 0 | 0 | 33.53 | 0 | 10.3865
2025W42H06:00 | 1 | 0 | 0 | 12.316 | 35 | 0 | 4.884
2025W42H07:00 | 0 | 0 | 0 | 11.6585 | 35 | 5.317 | 7.9445
2025W42H08:00 | 0 | 0 | 0 | 0 | 22.3615 | 35.724 | 7.9445
2025W42H09:00 | 0 | 0 | 0 | 0 | 15.746 | 37.788 | 14.716
2025W42H10:00 | 0 | 0 | 0 | 0 | 0 | 42.425 | 25.625
2025W42H11:00 | 0 | 0 | 0 | 0 | 0 | 39.06 | 25.89
2025W42H12:00 | 0 | 0 | 0 | 0 | 0 | 36.58 | 26.8
2025W42H13:00 | 0 | 0 | 0 | 0 | 0 | 37.2 | 20.3
2025W42H14:00 | 0 | 0 | 0 | 0 | 0 | 34.586 | 20.0805
2025W42H15:00 | 0 | 0 | 0 | 0 | 0 | 29.14 | 28.13
2025W42H16:00 | 0 | 0 | 0 | 0 | 6.891 | 19.255 | 31.714
2025W42H17:00 | 1 | 0 | 0 | 1.716 | 35 | 0 | 21.914
2025W42H18:00 | 0 | 0 | 0 | 16.3945 | 35 | 0 | 14.0655
2025W42H19:00 | 0 | 0 | 0 | 19.4465 | 35 | 0 | 9.2135
2025W42H20:00 | 0 | 0 | 0 | 7.082 | 35 | 0 | 17.158
2025W42H21:00 | 0 | 0 | 0 | 1.3125 | 35 | 0 | 16.5075
2025W42H22:00 | 0 | 0 | 0 | 0 | 31.4 | 0 | 14.62
2025W42H23:00 | 0 | 0 | 0 | 0 | 24.851 | 0 | 15.889 | 2025W42 | 2 | 0 | 0 | 69.926 | 516.681 | 317.075 | 380.831 | 1286.513
2025W43H00:00 | 0 | 0 | 0 | 0 | 15.19 | 0 | 19.6
2025W43H01:00 | 0 | 0 | 0 | 0 | 21.2715 | 0 | 12.8285
2025W43H02:00 | 0 | 0 | 0 | 0 | 18.316 | 0 | 14.684
2025W43H03:00 | 0 | 0 | 0 | 0 | 21.1865 | 0 | 11.6235
2025W43H04:00 | 0 | 0 | 0 | 0 | 19.804 | 0 | 14.716
2025W43H05:00 | 0 | 0 | 0 | 0 | 22.384 | 0 | 14.716
2025W43H06:00 | 0 | 0 | 0 | 0 | 35 | 0 | 12.7965
2025W43H07:00 | 1 | 0 | 0 | 4.8385 | 35 | 1.342 | 11.5595
2025W43H08:00 | 0 | 0 | 0 | 0 | 16.958 | 31.851 | 8.531
2025W43H09:00 | 0 | 0 | 0 | 0 | 14.2605 | 33.193 | 12.7965
2025W43H10:00 | 0 | 0 | 0 | 0 | 3.649 | 41.194 | 18.267
2025W43H11:00 | 0 | 0 | 0 | 0 | 0 | 35.3475 | 26.3925
2025W43H12:00 | 0 | 0 | 0 | 0 | 0 | 38.561 | 18.359
2025W43H13:00 | 0 | 0 | 0 | 0 | 0 | 39.079 | 15.141
2025W43H14:00 | 0 | 0 | 0 | 0 | 0 | 27.3805 | 25.2195
2025W43H15:00 | 0 | 0 | 0 | 0 | 0 | 29.14 | 24.0465
2025W43H16:00 | 0 | 0 | 0 | 0 | 12.351 | 16.622 | 20.837
2025W43H17:00 | 0.62 | 0 | 0 | 0 | 35 | 0 | 17.19
2025W43H18:00 | 0.38 | 0 | 0 | 13.612 | 35 | 0 | 9.768
2025W43H19:00 | 0 | 0 | 0 | 14.183 | 35 | 0 | 11.037
2025W43H20:00 | 0 | 0 | 0 | 12.365 | 35 | 0 | 11.005
2025W43H21:00 | 0 | 0 | 0 | 0.2765 | 35 | 0 | 14.0335
2025W43H22:00 | 0 | 0 | 0 | 0 | 27.995 | 0 | 15.825
2025W43H23:00 | 0 | 0 | 0 | 0 | 23.684 | 0 | 14.556 | 2025W43 | 2 | 0 | 0 | 45.275 | 462.0495 | 293.71 | 375.5285 | 1178.563
2025W44H00:00 | 0 | 0 | 0 | 0 | 10.3795 | 0 | 25.0705
2025W44H01:00 | 0 | 0 | 0 | 0 | 5.279 | 0 | 25.561
2025W44H02:00 | 0 | 0 | 0 | 0 | 11.627 | 0 | 18.363
2025W44H03:00 | 0 | 0 | 0 | 0 | 9.8515 | 0 | 20.0585
2025W44H04:00 | 0 | 0 | 0 | 0 | 11.117 | 0 | 18.203
2025W44H05:00 | 0 | 0 | 0 | 0 | 15.5045 | 0 | 16.4755
2025W44H06:00 | 0 | 0 | 0 | 0 | 24.4145 | 0 | 11.6555
2025W44H07:00 | 0 | 0 | 0 | 0 | 31.5125 | 1.291 | 10.3865
2025W44H08:00 | 0 | 0 | 0 | 0 | 0 | 30.6345 | 16.4755
2025W44H09:00 | 0 | 0 | 0 | 0 | 0 | 34.72 | 18.65
2025W44H10:00 | 0 | 0 | 0 | 0 | 0 | 30.553 | 22.8735
2025W44H11:00 | 1 | 0 | 0 | 0 | 0 | 40.37 | 9.88
2025W44H12:00 | 0 | 0 | 0 | 0 | 0 | 36.58 | 14.2765
2025W44H13:00 | 0 | 0 | 0 | 0 | 0 | 35.34 | 14.44
2025W44H14:00 | 0 | 0 | 0 | 0 | 0 | 32.24 | 14.84
2025W44H15:00 | 0 | 0 | 0 | 0 | 0 | 27.9 | 18.37
2025W44H16:00 | 1 | 0 | 0 | 0 | 8.0815 | 14.558 | 22.6605
2025W44H17:00 | 0 | 0 | 0 | 0 | 29.573 | 0 | 15.857
2025W44H18:00 | 0 | 0 | 0 | 0 | 30.7925 | 0 | 18.9175
2025W44H19:00 | 0 | 0 | 0 | 0 | 29.647 | 0 | 20.773
2025W44H20:00 | 0 | 0 | 0 | 0 | 32.557 | 0 | 20.773
2025W44H21:00 | 0 | 0 | 0 | 0 | 23.5835 | 0 | 25.0065
2025W44H22:00 | 0 | 0 | 0 | 0 | 11.9315 | 0 | 29.8585
2025W44H23:00 | 0 | 0 | 0 | 0 | 13.0795 | 0 | 25.0705 | 2025W44 | 2 | 0 | 0 | 0 | 298.931 | 284.1865 | 454.4955 | 1039.613
2025W45H00:00 | 0 | 0 | 0 | 0 | 5.7715 | 0 | 27.4485
2025W45H01:00 | 0 | 0 | 0 | 0 | 5.4185 | 0 | 23.9615
2025W45H02:00 | 0 | 0 | 0 | 0 | 1.056 | 0 | 26.894
2025W45H03:00 | 0 | 0 | 0 | 0 | 0 | 0 | 28.0565
2025W45H04:00 | 0 | 0 | 0 | 0 | 0 | 0 | 28.49
2025W45H05:00 | 1 | 0 | 0 | 0 | 9.163 | 0 | 18.267
2025W45H06:00 | 0 | 0 | 0 | 0 | 7.1845 | 0 | 26.1155
2025W45H07:00 | 0 | 0 | 0 | 0 | 26.8335 | 0.671 | 14.0655
2025W45H08:00 | 0 | 0 | 0 | 0 | 0 | 26.0265 | 24.42
2025W45H09:00 | 0 | 0 | 0 | 0 | 0 | 32.24 | 19.32
2025W45H10:00 | 0 | 0 | 0 | 0 | 0 | 37.219 | 15.421
2025W45H11:00 | 0 | 0 | 0 | 0 | 0 | 11.303 | 42.687
2025W45H12:00 | 0 | 0 | 0 | 0 | 0 | 11.142 | 39.168
2025W45H13:00 | 0 | 0 | 0 | 0 | 0 | 6.4355 | 44.4145
2025W45H14:00 | 0 | 0 | 0 | 0 | 0 | 2.244 | 45.826
2025W45H15:00 | 0 | 0 | 0 | 0 | 0 | 10.3805 | 36.9495
2025W45H16:00 | 1 | 0 | 0 | 0 | 0.0205 | 13.267 | 32.1725
2025W45H17:00 | 0 | 0 | 0 | 0 | 17.015 | 0 | 30.445
2025W45H18:00 | 0 | 0 | 0 | 0 | 22.8255 | 0 | 27.3845
2025W45H19:00 | 0 | 0 | 0 | 0 | 17.3925 | 0 | 35.9475
2025W45H20:00 | 0 | 0 | 0 | 0 | 5.4925 | 0 | 45.7475
2025W45H21:00 | 0 | 0 | 0 | 0 | 22.4265 | 0 | 26.2435
2025W45H22:00 | 0 | 0 | 0 | 0 | 16.1525 | 0 | 28.7175
2025W45H23:00 | 0 | 0 | 0 | 0 | 3.834 | 0 | 31.906 | 2025W45 | 2 | 0 | 0 | 0 | 160.586 | 150.9285 | 720.0685 | 1033.583
2025W46H00:00 | 0 | 0 | 0 | 0 | 24.1145 | 0 | 14.0655
2025W46H01:00 | 0 | 0 | 0 | 0 | 16.569 | 0 | 15.921
2025W46H02:00 | 0 | 0 | 0 | 0 | 12.696 | 0 | 19.504
2025W46H03:00 | 0 | 0 | 0 | 0 | 15.2105 | 0 | 14.1295
2025W46H04:00 | 0 | 0 | 0 | 0 | 8.0255 | 0 | 20.1545
2025W46H05:00 | 0 | 0 | 0 | 0 | 13.8775 | 0 | 17.7125
2025W46H06:00 | 0 | 0 | 0 | 0 | 21.9835 | 0 | 15.3665
2025W46H07:00 | 0 | 0 | 0 | 0 | 30.204 | 0.671 | 15.985
2025W46H08:00 | 0 | 0 | 0 | 0 | 0.014 | 29.116 | 24.42
2025W46H09:00 | 0 | 0 | 0 | 0 | 0 | 34.1 | 24.07
2025W46H10:00 | 0 | 0 | 0 | 0 | 0 | 35.257 | 23.073
2025W46H11:00 | 0 | 0 | 0 | 0 | 0 | 39.028 | 19.292
2025W46H12:00 | 0 | 0 | 0 | 0 | 0 | 18.022 | 39.008
2025W46H13:00 | 0 | 0 | 0 | 0 | 0 | 24.763 | 34.017
2025W46H14:00 | 0 | 0 | 0 | 0 | 0 | 13.102 | 42.8145
2025W46H15:00 | 0 | 0 | 0 | 0 | 0 | 26.534 | 26.096
2025W46H16:00 | 0 | 0 | 0 | 0 | 24.206 | 3.304 | 26.99
2025W46H17:00 | 0 | 0 | 0 | 0 | 34.1065 | 0 | 21.2635
2025W46H18:00 | 0 | 0 | 0 | 5.243 | 35 | 0 | 18.267
2025W46H19:00 | 1 | 0 | 0 | 12.796 | 35 | 0 | 14.684
2025W46H20:00 | 0 | 0 | 0 | 6.1115 | 35 | 0 | 20.0585
2025W46H21:00 | 0 | 0 | 0 | 9.874 | 35 | 0 | 14.716
2025W46H22:00 | 0 | 0 | 0 | 10.4805 | 35 | 0 | 6.7395
2025W46H23:00 | 0 | 0 | 0 | 0 | 27.8585 | 0 | 16.5715 | 2025W46 | 1 | 0 | 0 | 44.505 | 403.8655 | 223.897 | 504.919 | 1178.1865
2025W47H00:00 | 0 | 0 | 0 | 0 | 19.849 | 0 | 18.331
2025W47H01:00 | 0 | 0 | 0 | 0 | 18.7275 | 0 | 15.3025
2025W47H02:00 | 0 | 0 | 0 | 0 | 19.3 | 0 | 12.21
2025W47H03:00 | 0 | 0 | 0 | 0 | 16.4215 | 0 | 12.8285
2025W47H04:00 | 0 | 0 | 0 | 0 | 16.291 | 0 | 13.479
2025W47H05:00 | 0 | 0 | 0 | 0 | 21.132 | 0 | 10.3545
2025W47H06:00 | 0 | 0 | 0 | 0 | 23.359 | 0 | 15.761
2025W47H07:00 | 1 | 0 | 0 | 3.834 | 35 | 0.62 | 7.326
2025W47H08:00 | 0 | 0 | 0 | 0 | 21.831 | 23.179 | 9.8
2025W47H09:00 | 0 | 0 | 0 | 0 | 18.1115 | 29.167 | 9.1815
2025W47H10:00 | 0 | 0 | 0 | 0 | 6.832 | 33.142 | 19.536
2025W47H11:00 | 0 | 0 | 0 | 0 | 12.0185 | 31.851 | 12.8605
2025W47H12:00 | 0 | 0 | 0 | 0 | 0 | 30.3775 | 25.2195
2025W47H13:00 | 0 | 0 | 0 | 0 | 0 | 21.929 | 31.671
2025W47H14:00 | 0 | 0 | 0 | 0 | 0 | 27.825 | 27.3845
2025W47H15:00 | 0 | 0 | 0 | 0 | 8.679 | 23.23 | 20.741
2025W47H16:00 | 1 | 0 | 0 | 0.546 | 35 | 0 | 17.094
2025W47H17:00 | 0 | 0 | 0 | 3.609 | 35 | 0 | 15.921
2025W47H18:00 | 0 | 0 | 0 | 9.1775 | 35 | 0 | 15.3025
2025W47H19:00 | 0 | 0 | 0 | 5.346 | 35 | 0 | 21.914
2025W47H20:00 | 0 | 0 | 0 | 7.477 | 35 | 0 | 18.363
2025W47H21:00 | 0 | 0 | 0 | 9.9985 | 35 | 0 | 14.0015
2025W47H22:00 | 0 | 0 | 0 | 8.19 | 35 | 0 | 9.8
2025W47H23:00 | 0 | 0 | 0 | 0 | 34.8185 | 0 | 9.1815 | 2025W47 | 2 | 0 | 0 | 48.178 | 517.3705 | 221.3205 | 383.564 | 1172.433
2025W48H00:00 | 0 | 0 | 0 | 0 | 16.3105 | 0 | 18.9495
2025W48H01:00 | 0 | 0 | 0 | 0 | 12.8705 | 0 | 18.9495
2025W48H02:00 | 0 | 0 | 0 | 0 | 7.371 | 0 | 23.119
2025W48H03:00 | 0 | 0 | 0 | 0 | 3.7115 | 0 | 25.0385
2025W48H04:00 | 0 | 0 | 0 | 0 | 9.808 | 0 | 19.472
2025W48H05:00 | 0 | 0 | 0 | 0 | 8.8925 | 0 | 21.3275
2025W48H06:00 | 0 | 0 | 0 | 0 | 15.8105 | 0 | 21.3595
2025W48H07:00 | 0 | 0 | 0 | 0 | 30.421 | 0 | 18.299
2025W48H08:00 | 0 | 0 | 0 | 0 | 9.718 | 23.901 | 20.741
2025W48H09:00 | 0 | 0 | 0 | 0 | 2.388 | 29.218 | 24.484
2025W48H10:00 | 0 | 0 | 0 | 0 | 0 | 26.4655 | 30.541
2025W48H11:00 | 0 | 0 | 0 | 0 | 0 | 32.522 | 19.138
2025W48H12:00 | 0 | 0 | 0 | 0 | 0 | 33.193 | 17.777
2025W48H13:00 | 0 | 0 | 0 | 0 | 0 | 22.7265 | 28.8135
2025W48H14:00 | 0 | 0 | 0 | 0 | 0 | 24.18 | 23.69
2025W48H15:00 | 0 | 0 | 0 | 0 | 4.395 | 19.204 | 23.151
2025W48H16:00 | 0 | 0 | 0 | 0 | 27.257 | 0 | 18.363
2025W48H17:00 | 0 | 0 | 0 | 0 | 27.664 | 0 | 24.356
2025W48H18:00 | 0 | 0 | 0 | 0 | 31.434 | 0 | 24.356
2025W48H19:00 | 0.131 | 0 | 0 | 3.3995 | 35 | 0 | 18.9495
2025W48H20:00 | 0.869 | 0 | 0 | 0 | 35 | 0 | 20.901
2025W48H21:00 | 0 | 0 | 0 | 0 | 30.1885 | 0 | 23.9615
2025W48H22:00 | 0 | 0 | 0 | 0 | 22.601 | 0 | 25.689
2025W48H23:00 | 0 | 0 | 0 | 0 | 15.1355 | 0 | 24.9745 | 2025W48 | 1 | 0 | 0 | 3.3995 | 345.9765 | 211.41 | 536.4005 | 1098.1865
2025W49H00:00 | 0 | 0 | 0 | 0 | 19.1515 | 0 | 17.6485
2025W49H01:00 | 0 | 0 | 0 | 0 | 14.6545 | 0 | 18.8855
2025W49H02:00 | 0 | 0 | 0 | 0 | 14.9325 | 0 | 16.5075
2025W49H03:00 | 0 | 0 | 0 | 0 | 12.304 | 0 | 17.126
2025W49H04:00 | 0 | 0 | 0 | 0 | 12.0975 | 0 | 17.7125
2025W49H05:00 | 0 | 0 | 0 | 0 | 14.86 | 0 | 17.19
2025W49H06:00 | 0 | 0 | 0 | 0 | 16.961 | 0 | 18.299
2025W49H07:00 | 0 | 0 | 0 | 0 | 27.2205 | 0 | 16.5395
2025W49H08:00 | 0 | 0 | 0 | 0 | 11.1225 | 26.483 | 17.7445
2025W49H09:00 | 0 | 0 | 0 | 0 | 11.0205 | 29.838 | 14.1615
2025W49H10:00 | 0 | 0 | 0 | 0 | 0 | 35.206 | 20.2185
2025W49H11:00 | 0 | 0 | 0 | 0 | 0 | 35.724 | 22.5965
2025W49H12:00 | 0 | 0 | 0 | 0 | 2.508 | 34.484 | 17.158
2025W49H13:00 | 0 | 0 | 0 | 0 | 1.771 | 35.928 | 12.8925
2025W49H14:00 | 0 | 0 | 0 | 0 | 6.0105 | 32.42 | 14.1295
2025W49H15:00 | 0 | 0 | 0 | 0 | 9.223 | 25.243 | 14.684
2025W49H16:00 | 0 | 0 | 0 | 0 | 32.8765 | 0 | 14.0335
2025W49H17:00 | 0 | 0 | 0 | 8.13 | 35 | 0 | 9.8
2025W49H18:00 | 1 | 0 | 0 | 13.0955 | 35 | 0 | 10.3545
2025W49H19:00 | 0 | 0 | 0 | 13.1235 | 35 | 0 | 10.3865
2025W49H20:00 | 0 | 0 | 0 | 12.53 | 35 | 0 | 9.8
2025W49H21:00 | 0 | 0 | 0 | 11.0575 | 35 | 0 | 10.3225
2025W49H22:00 | 0 | 0 | 0 | 4.788 | 35 | 0 | 9.832
2025W49H23:00 | 0 | 0 | 0 | 0 | 32.05 | 0 | 9.8 | 2025W49 | 1 | 0 | 0 | 62.7245 | 448.7635 | 255.326 | 357.8225 | 1125.6365
2025W50H00:00 | 0 | 0 | 0 | 0 | 11.971 | 0 | 25.689
2025W50H01:00 | 0 | 0 | 0 | 0 | 4.368 | 0 | 29.272
2025W50H02:00 | 0 | 0 | 0 | 0 | 1.302 | 0 | 29.368
2025W50H03:00 | 0 | 0 | 0 | 0 | 0 | 0 | 31.4565
2025W50H04:00 | 0 | 0 | 0 | 0 | 0 | 0 | 29.76
2025W50H05:00 | 1 | 0 | 0 | 0 | 1.1535 | 0 | 29.9865
2025W50H06:00 | 0 | 0 | 0 | 0 | 8.505 | 0 | 28.195
2025W50H07:00 | 0 | 0 | 0 | 0 | 24.9375 | 0 | 25.1025
2025W50H08:00 | 0 | 0 | 0 | 0 | 2.8145 | 25.914 | 26.2115
2025W50H09:00 | 0 | 0 | 0 | 0 | 0 | 29.14 | 27.79
2025W50H10:00 | 0 | 0 | 0 | 0 | 0 | 16.0955 | 42.8145
2025W50H11:00 | 0.7 | 0 | 0 | 0 | 0 | 9.877 | 47.443
2025W50H12:00 | 0 | 0 | 0 | 0 | 0 | 32.86 | 21.97
2025W50H13:00 | 0 | 0 | 0 | 0 | 0 | 29.76 | 21.91
2025W50H14:00 | 0 | 0 | 0 | 0 | 0 | 29.838 | 20.652
2025W50H15:00 | 0 | 0 | 0 | 0 | 0 | 21.08 | 29.5
2025W50H16:00 | 0 | 0 | 0 | 0 | 26.8755 | 0 | 24.9745
2025W50H17:00 | 0 | 0 | 0 | 0 | 31.8475 | 0 | 22.5325
2025W50H18:00 | 1 | 0 | 0 | 0.5835 | 35 | 0 | 20.0265
2025W50H19:00 | 0 | 0 | 0 | 1.2205 | 35 | 0 | 21.3595
2025W50H20:00 | 0 | 0 | 0 | 0 | 33.1295 | 0 | 27.6405
2025W50H21:00 | 0 | 0 | 0 | 0 | 33.221 | 0 | 25.689
2025W50H22:00 | 0 | 0 | 0 | 0 | 23.5565 | 0 | 28.6535
2025W50H23:00 | 0 | 0 | 0 | 0 | 22.4465 | 0 | 21.4235 | 2025W50 | 2.7 | 0 | 0 | 1.804 | 296.128 | 194.5645 | 659.42 | 1154.6165
2025W51H00:00 | 0.85 | 0 | 0 | 0 | 0 | 0 | 35.27
2025W51H01:00 | 0 | 0 | 0 | 0 | 0 | 0 | 32.98
2025W51H02:00 | 0 | 0 | 0 | 0 | 0 | 0 | 29.59
2025W51H03:00 | 0 | 0 | 0 | 0 | 0 | 0 | 29.79
2025W51H04:00 | 0 | 0 | 0 | 0 | 0 | 0 | 28.1765
2025W51H05:00 | 0.811 | 0 | 0 | 0 | 0 | 0 | 30.509
2025W51H06:00 | 0.189 | 0 | 0 | 0 | 8.6535 | 0 | 26.3075
2025W51H07:00 | 0 | 0 | 0 | 0 | 22.2285 | 0 | 23.8015
2025W51H08:00 | 0 | 0 | 0 | 0 | 27.4905 | 4.646 | 21.2635
2025W51H09:00 | 0 | 0 | 0 | 0 | 9.015 | 27.876 | 20.709
2025W51H10:00 | 0 | 0 | 0 | 0 | 3.0815 | 29.218 | 22.6605
2025W51H11:00 | 0 | 0 | 0 | 0 | 0 | 28.9955 | 25.721
2025W51H12:00 | 0 | 0 | 0 | 0 | 0 | 21.855 | 30.445
2025W51H13:00 | 0 | 0 | 0 | 0 | 0 | 31 | 18.49
2025W51H14:00 | 0 | 0 | 0 | 0 | 0 | 27.978 | 21.302
2025W51H15:00 | 0 | 0 | 0 | 0 | 0 | 18.6 | 29.86
2025W51H16:00 | 0 | 0 | 0 | 0 | 11.6725 | 0 | 36.1075
2025W51H17:00 | 0 | 0 | 0 | 0 | 26.5235 | 0 | 25.1665
2025W51H18:00 | 0 | 0 | 0 | 0 | 26.721 | 0 | 28.099
2025W51H19:00 | 1 | 0 | 0 | 0 | 23.0035 | 0 | 32.2365
2025W51H20:00 | 0 | 0 | 0 | 0 | 22.3145 | 0 | 31.2555
2025W51H21:00 | 0 | 0 | 0 | 0 | 28.186 | 0 | 26.894
2025W51H22:00 | 0 | 0 | 0 | 0 | 16.0505 | 0 | 30.9995
2025W51H23:00 | 0 | 0 | 0 | 0 | 5.5695 | 0 | 35.0305 | 2025W51 | 2.85 | 0 | 0 | 0 | 230.51 | 190.1685 | 672.6645 | 1096.193
2025W52H00:00 | 0 | 0 | 0 | 0 | 27.2065 | 0 | 9.2135
2025W52H01:00 | 0 | 0 | 0 | 0 | 21.763 | 0 | 11.037
2025W52H02:00 | 0 | 0 | 0 | 0 | 19.853 | 0 | 11.037
2025W52H03:00 | 0 | 0 | 0 | 0 | 22.511 | 0 | 6.089
2025W52H04:00 | 0 | 0 | 0 | 0 | 24.4545 | 0 | 4.2655
2025W52H05:00 | 0 | 0 | 0 | 0 | 25.8695 | 0 | 3.647
2025W52H06:00 | 0 | 0 | 0 | 0 | 28.613 | 0 | 3.647
2025W52H07:00 | 0 | 0 | 0 | 3.1265 | 35 | 0 | 1.8235
2025W52H08:00 | 1 | 0 | 0 | 5.1395 | 35 | 1.342 | 0.6185
2025W52H09:00 | 0 | 0 | 0 | 0 | 15.658 | 32.522 | 0
2025W52H10:00 | 0 | 0 | 0 | 0 | 11.7305 | 34.382 | 6.7075
2025W52H11:00 | 0 | 0 | 0 | 0 | 3.539 | 33.915 | 12.146
2025W52H12:00 | 0 | 0 | 0 | 0 | 0 | 32.1415 | 17.0085
2025W52H13:00 | 0 | 0 | 0 | 0 | 0 | 30.848 | 16.422
2025W52H14:00 | 0 | 0 | 0 | 0 | 0 | 32.42 | 14.5165
2025W52H15:00 | 0 | 0 | 0 | 0 | 0 | 19.8865 | 22.8735
2025W52H16:00 | 0 | 0 | 0 | 0 | 23.536 | 0 | 19.504
2025W52H17:00 | 0 | 0 | 0 | 0 | 30.718 | 0 | 14.652
2025W52H18:00 | 0 | 0 | 0 | 7.0555 | 35 | 0 | 10.3545
2025W52H19:00 | 1 | 0 | 0 | 6.93 | 35 | 0 | 9.8
2025W52H20:00 | 0 | 0 | 0 | 9.469 | 35 | 0 | 10.941
2025W52H21:00 | 0 | 0 | 0 | 6.5535 | 35 | 0 | 10.3865
2025W52H22:00 | 0 | 0 | 0 | 1.524 | 35 | 0 | 9.736
2025W52H23:00 | 0 | 0 | 0 | 0 | 30.4335 | 0 | 10.3865 | 2025W52 | 2 | 0 | 0 | 39.798 | 530.8855 | 217.457 | 236.8125 | 1026.953
2030W01H00:00 | 0 | 0 | 0 | 0 | 9.798 | 0 | 32.292
2030W01H01:00 | 0 | 0 | 0 | 0 | 3.054 | 0 | 34.086
2030W01H02:00 | 0 | 0 | 0 | 0 | 6.439 | 0 | 29.601
2030W01H03:00 | 0 | 0 | 0 | 0 | 0 | 0 | 35.88
2030W01H04:00 | 0 | 0 | 0 | 0 | 7.377 | 0 | 26.013
2030W01H05:00 | 2.057 | 0 | 0 | 0 | 1.075 | 0 | 30.498
2030W01H06:00 | 0 | 0 | 0 | 0 | 6.295 | 0 | 31.395
2030W01H07:00 | 0 | 0 | 0 | 0 | 17.609 | 0 | 29.601
2030W01H08:00 | 0 | 0 | 0 | 0 | 30.112 | 1.502 | 25.116
2030W01H09:00 | 0 | 0 | 0 | 0 | 0 | 30.1 | 26.88
2030W01H10:00 | 0 | 0 | 0 | 0 | 0 | 35.691 | 26.4384
2030W01H11:00 | 0 | 0 | 0 | 0 | 0 | 43.748 | 17.882
2030W01H12:00 | 0 | 0 | 0 | 0 | 0 | 0 | 60.15
2030W01H13:00 | 0 | 0 | 0 | 0 | 0 | 41.3 | 15.84
2030W01H14:00 | 0 | 0 | 0 | 0 | 0 | 0 | 51.62
2030W01H15:00 | 0 | 0 | 0 | 0 | 0 | 31.287 | 21.443
2030W01H16:00 | 0 | 0 | 0 | 0 | 0 | 6.3 | 54.32
2030W01H17:00 | 0 | 0 | 0 | 0 | 22.826 | 0 | 37.674
2030W01H18:00 | 0 | 0 | 0 | 3.403 | 35 | 0 | 27.807
2030W01H19:00 | 0 | 0 | 0 | 11.948 | 35 | 0 | 23.322
2030W01H20:00 | 3 | 0 | 0 | 7.502 | 35 | 0 | 21.528
2030W01H21:00 | 0 | 0 | 0 | 3.174 | 35 | 0 | 25.116
2030W01H22:00 | 0 | 0 | 0 | 0 | 25.688 | 0 | 32.292
2030W01H23:00 | 0 | 0 | 0 | 0 | 19.009 | 0 | 29.601 | 2030W01 | 5.057 | 0 | 0 | 26.027 | 289.282 | 189.928 | 746.3954 | 1256.6894
2030W02H00:00 | 0 | 0 | 0 | 0 | 0 | 0 | 45.57
2030W02H01:00 | 0 | 0 | 0 | 0 | 6.854 | 0 | 34.086
2030W02H02:00 | 0 | 0 | 0 | 0 | 6.103 | 0 | 27.807
2030W02H03:00 | 2.55 | 0 | 0 | 0 | 0.862 | 0 | 30.498
2030W02H04:00 | 0 | 0 | 0 | 0 | 0 | 0 | 38.571
2030W02H05:00 | 1.3358 | 0 | 0 | 0 | 0 | 0 | 35.6241
2030W02H06:00 | 0 | 0 | 0 | 0 | 0 | 0 | 45.5
2030W02H07:00 | 3 | 0 | 0 | 0 | 8.673 | 0 | 45.747
2030W02H08:00 | 0 | 0 | 0 | 0 | 26.921 | 1.502 | 36.777
2030W02H09:00 | 0 | 0 | 0 | 0 | 0 | 33.253 | 36.777
2030W02H10:00 | 0 | 0 | 0 | 0 | 0 | 37.8 | 27.98
2030W02H11:00 | 0 | 0 | 0 | 0 | 0 | 43.15 | 25.93
2030W02H12:00 | 0 | 0 | 0 | 0 | 0 | 41.3 | 23.28
2030W02H13:00 | 0 | 0 | 0 | 0 | 0 | 41.3 | 23.67
2030W02H14:00 | 2.1 | 0 | 0 | 0 | 0 | 35.7 | 29.6
2030W02H15:00 | 0 | 0 | 0 | 0 | 0 | 33.54 | 27.58
2030W02H16:00 | 0 | 0 | 0 | 0 | 0 | 11.914 | 53.436
2030W02H17:00 | 0 | 0 | 0 | 0 | 12.996 | 0 | 55.614
2030W02H18:00 | 0 | 0 | 0 | 0 | 30.597 | 0 | 43.953
2030W02H19:00 | 3 | 0 | 0 | 0 | 17.584 | 0 | 52.026
2030W02H20:00 | 0 | 0 | 0 | 0 | 23.084 | 0 | 52.026
2030W02H21:00 | 0 | 0 | 0 | 0 | 25.53 | 0 | 44.85
2030W02H22:00 | 0 | 0 | 0 | 0 | 20.152 | 0 | 39.468
2030W02H23:00 | 0 | 0 | 0 | 0 | 9.304 | 0 | 43.056 | 2030W02 | 11.9858 | 0 | 0 | 0 | 188.66 | 279.459 | 919.4261 | 1399.531
2030W03H00:00 | 0 | 0 | 0 | 0 | 20.905 | 0 | 22.425
2030W03H01:00 | 0 | 0 | 0 | 0 | 19.853 | 0 | 18.837
2030W03H02:00 | 0 | 0 | 0 | 0 | 12.117 | 0 | 26.013
2030W03H03:00 | 0 | 0 | 0 | 0 | 6.767 | 0 | 26.013
2030W03H04:00 | 0 | 0 | 0 | 0 | 2.576 | 0 | 28.704
2030W03H05:00 | 0 | 0 | 0 | 0 | 11.428 | 0 | 23.322
2030W03H06:00 | 0 | 0 | 0 | 0 | 14.65 | 0 | 26.91
2030W03H07:00 | 0 | 0 | 0 | 0 | 25.874 | 0 | 25.116
2030W03H08:00 | 0 | 0 | 0 | 0 | 15.86 | 19.373 | 27.807
2030W03H09:00 | 0 | 0 | 0 | 0 | 0 | 30.441 | 33.189
2030W03H10:00 | 0 | 0 | 0 | 0 | 0 | 35.7 | 28
2030W03H11:00 | 0 | 0 | 0 | 0 | 0 | 42.501 | 22.949
2030W03H12:00 | 0 | 0 | 0 | 0 | 0 | 11.885 | 49.335
2030W03H13:00 | 0 | 0 | 0 | 0 | 0 | 44.448 | 20.982
2030W03H14:00 | 0 | 0 | 0 | 0 | 0 | 14.4524 | 45.747
2030W03H15:00 | 0 | 0 | 0 | 0 | 1.016 | 32.038 | 25.116
2030W03H16:00 | 0 | 0 | 0 | 0 | 18.686 | 19.373 | 20.631
2030W03H17:00 | 3 | 0 | 0 | 3.936 | 35 | 0 | 19.734
2030W03H18:00 | 0 | 0 | 0 | 17.777 | 35 | 0 | 17.043
2030W03H19:00 | 0 | 0 | 0 | 13.582 | 35 | 0 | 21.528
2030W03H20:00 | 0 | 0 | 0 | 10.367 | 35 | 0 | 26.013
2030W03H21:00 | 0 | 0 | 0 | 6.351 | 35 | 0 | 24.219
2030W03H22:00 | 0 | 0 | 0 | 7.757 | 35 | 0 | 17.043
2030W03H23:00 | 0 | 0 | 0 | 0 | 34.183 | 0 | 18.837 | 2030W03 | 3 | 0 | 0 | 59.77 | 393.915 | 250.2114 | 615.513 | 1322.4094
2030W04H00:00 | 0 | 0 | 0 | 0 | 0 | 0 | 47.16
2030W04H01:00 | 0 | 0 | 0 | 0 | 0 | 0 | 38.27
2030W04H02:00 | 0 | 0 | 0 | 0 | 0 | 0 | 37.58
2030W04H03:00 | 0 | 0 | 0 | 0 | 0 | 0 | 35.9194
2030W04H04:00 | 0 | 0 | 0 | 0 | 0 | 0 | 39.5
2030W04H05:00 | 0 | 0 | 0 | 0 | 0 | 0 | 38.06
2030W04H06:00 | 3 | 0 | 0 | 0 | 1.688 | 0 | 41.262
2030W04H07:00 | 0 | 0 | 0 | 0 | 26.193 | 0 | 36.777
2030W04H08:00 | 0 | 0 | 0 | 0 | 1.287 | 25.979 | 37.674
2030W04H09:00 | 0 | 0 | 0 | 0 | 0 | 22.642 | 48.438
2030W04H10:00 | 0 | 0 | 0 | 0 | 0 | 36.4 | 35.45
2030W04H11:00 | 0 | 0 | 0 | 0 | 0 | 39.2 | 31.25
2030W04H12:00 | 0 | 0 | 0 | 0 | 0 | 40.299 | 32.351
2030W04H13:00 | 0 | 0 | 0 | 0 | 0 | 6.194 | 60.996
2030W04H14:00 | 0 | 0 | 0 | 0 | 0 | 8.999 | 56.511
2030W04H15:00 | 0 | 0 | 0 | 0 | 0 | 32.687 | 31.8544
2030W04H16:00 | 0 | 0 | 0 | 0 | 0 | 0 | 66.378
2030W04H17:00 | 0 | 0 | 0 | 0 | 31.28 | 0 | 35.88
2030W04H18:00 | 3 | 0 | 0 | 10.266 | 35 | 0 | 19.734
2030W04H19:00 | 0 | 0 | 0 | 10.794 | 35 | 0 | 25.116
2030W04H20:00 | 0 | 0 | 0 | 0 | 22.964 | 0 | 52.026
2030W04H21:00 | 0 | 0 | 0 | 0 | 24.46 | 0 | 44.85
2030W04H22:00 | 0 | 0 | 0 | 0 | 18.113 | 0 | 45.747
2030W04H23:00 | 0 | 0 | 0 | 0 | 8.418 | 0 | 50.232 | 2030W04 | 6 | 0 | 0 | 21.06 | 204.403 | 212.4 | 989.0158 | 1432.8788
2030W05H00:00 | 0 | 0 | 0 | 0 | 0 | 0 | 43.33
2030W05H01:00 | 0 | 0 | 0 | 0 | 0 | 0 | 38.81
2030W05H02:00 | 0 | 0 | 0 | 0 | 0 | 0 | 36.47
2030W05H03:00 | 0 | 0 | 0 | 0 | 0 | 0 | 36.4694
2030W05H04:00 | 0 | 0 | 0 | 0 | 0 | 0 | 33.56
2030W05H05:00 | 0 | 0 | 0 | 0 | 0 | 0 | 36.24
2030W05H06:00 | 0 | 0 | 0 | 0 | 0 | 0 | 44.22
2030W05H07:00 | 3 | 0 | 0 | 0 | 0 | 0 | 54
2030W05H08:00 | 0 | 0 | 0 | 0 | 0 | 23.1 | 43.0094
2030W05H09:00 | 0 | 0 | 0 | 0 | 0 | 4.052 | 66.378
2030W05H10:00 | 0 | 0 | 0 | 0 | 0 | 38.746 | 32.904
2030W05H11:00 | 0 | 0 | 0 | 0 | 0 | 22.374 | 52.026
2030W05H12:00 | 0 | 0 | 0 | 0 | 0 | 37.1 | 31.02
2030W05H13:00 | 0 | 0 | 0 | 0 | 0 | 2.244 | 60.276
2030W05H14:00 | 0 | 0 | 0 | 0 | 0 | 5.439 | 56.511
2030W05H15:00 | 0 | 0 | 0 | 0 | 0 | 5.273 | 54.717
2030W05H16:00 | 0 | 0 | 0 | 0 | 0 | 21 | 41.72
2030W05H17:00 | 0 | 0 | 0 | 0 | 13.685 | 0 | 49.335
2030W05H18:00 | 2.55 | 0 | 0 | 1.443 | 35 | 0 | 27.807
2030W05H19:00 | 0 | 0 | 0 | 0 | 34.732 | 0 | 39.468
2030W05H20:00 | 3 | 0 | 0 | 3.617 | 35 | 0 | 34.983
2030W05H21:00 | 0 | 0 | 0 | 2.897 | 35 | 0 | 34.983
2030W05H22:00 | 0 | 0 | 0 | 0 | 24.352 | 0 | 39.468
2030W05H23:00 | 0 | 0 | 0 | 0 | 0 | 0 | 49.76 | 2030W05 | 8.55 | 0 | 0 | 7.957 | 177.769 | 159.328 | 1037.4648 | 1391.0688
2030W06H00:00 | 0 | 0 | 0 | 0 | 27.634 | 0 | 16.146
2030W06H01:00 | 0 | 0 | 0 | 0 | 16.635 | 0 | 22.425
2030W06H02:00 | 0 | 0 | 0 | 0 | 16.152 | 0 | 21.528
2030W06H03:00 | 0 | 0 | 0 | 0 | 12.269 | 0 | 20.631
2030W06H04:00 | 0 | 0 | 0 | 0 | 2.588 | 0 | 32.292
2030W06H05:00 | 0 | 0 | 0 | 0 | 7.473 | 0 | 27.807
2030W06H06:00 | 0 | 0 | 0 | 0 | 9.252 | 0 | 30.498
2030W06H07:00 | 0 | 0 | 0 | 0 | 29.33 | 0 | 26.91
2030W06H08:00 | 0 | 0 | 0 | 0 | 13.324 | 28.283 | 26.013
2030W06H09:00 | 0 | 0 | 0 | 0 | 1.095 | 37.995 | 26.91
2030W06H10:00 | 0 | 0 | 0 | 0 | 0 | 40.893 | 27.807
2030W06H11:00 | 0 | 0 | 0 | 0 | 0 | 48.305 | 19.045
2030W06H12:00 | 0 | 0 | 0 | 0 | 0 | 49.756 | 13.684
2030W06H13:00 | 0 | 0 | 0 | 0 | 0 | 28.8134 | 34.086
2030W06H14:00 | 0 | 0 | 0 | 0 | 0 | 39.2 | 24.57
2030W06H15:00 | 0 | 0 | 0 | 0 | 0 | 25.881 | 33.189
2030W06H16:00 | 0 | 0 | 0 | 0 | 5.994 | 26.03 | 25.116
2030W06H17:00 | 0 | 0 | 0 | 5.8 | 35 | 0 | 17.94
2030W06H18:00 | 3 | 0 | 0 | 0.641 | 35 | 0 | 24.219
2030W06H19:00 | 0 | 0 | 0 | 14.118 | 35 | 0 | 23.322
2030W06H20:00 | 0 | 0 | 0 | 15.375 | 35 | 0 | 22.425
2030W06H21:00 | 0 | 0 | 0 | 12.852 | 35 | 0 | 21.528
2030W06H22:00 | 0 | 0 | 0 | 1.698 | 35 | 0 | 23.322
2030W06H23:00 | 0 | 0 | 0 | 0 | 26.642 | 0 | 21.528 | 2030W06 | 3 | 0 | 0 | 50.484 | 378.388 | 325.1564 | 582.941 | 1339.9694
2030W07H00:00 | 0 | 0 | 0 | 0 | 27.837 | 0 | 17.043
2030W07H01:00 | 0 | 0 | 0 | 0 | 18.799 | 0 | 20.631
2030W07H02:00 | 0 | 0 | 0 | 0 | 17.21 | 0 | 17.94
2030W07H03:00 | 0 | 0 | 0 | 0 | 17.961 | 0 | 15.249
2030W07H04:00 | 0 | 0 | 0 | 0 | 13.823 | 0 | 18.837
2030W07H05:00 | 0 | 0 | 0 | 0 | 14.418 | 0 | 23.322
2030W07H06:00 | 0 | 0 | 0 | 0 | 22.486 | 0 | 19.734
2030W07H07:00 | 0 | 0 | 0 | 0 | 30.952 | 0 | 21.528
2030W07H08:00 | 0 | 0 | 0 | 0 | 17.609 | 26.081 | 17.94
2030W07H09:00 | 0 | 0 | 0 | 0 | 8.637 | 35.691 | 23.322
2030W07H10:00 | 0 | 0 | 0 | 0 | 0 | 38.5 | 29.28
2030W07H11:00 | 0 | 0 | 0 | 0 | 0 | 32.3 | 35.88
2030W07H12:00 | 0 | 0 | 0 | 0 | 0 | 38.729 | 29.601
2030W07H13:00 | 0 | 0 | 0 | 0 | 0 | 29.8244 | 31.395
2030W07H14:00 | 0 | 0 | 0 | 0 | 0 | 24.432 | 30.498
2030W07H15:00 | 0 | 0 | 0 | 0 | 2.02 | 32.738 | 23.322
2030W07H16:00 | 0 | 0 | 0 | 0 | 11.032 | 26.781 | 18.837
2030W07H17:00 | 0 | 0 | 0 | 12.96 | 35 | 0 | 8.97
2030W07H18:00 | 3 | 0 | 0 | 22.046 | 35 | 0 | 1.794
2030W07H19:00 | 0 | 0 | 0 | 27.809 | 35 | 0 | 2.691
2030W07H20:00 | 0 | 0 | 0 | 38.986 | 35 | 0 | 1.794
2030W07H21:00 | 0 | 0 | 0 | 28.996 | 35 | 0 | 1.794
2030W07H22:00 | 0 | 0 | 0 | 21.479 | 35 | 0 | 2.691
2030W07H23:00 | 0 | 0 | 0 | 11.552 | 35 | 0 | 3.588 | 2030W07 | 3 | 0 | 0 | 163.828 | 447.784 | 285.0764 | 417.681 | 1317.3694
2030W08H00:00 | 0 | 0 | 0 | 0 | 34.614 | 0 | 7.176
2030W08H01:00 | 0 | 0 | 0 | 0 | 32.171 | 0 | 6.279
2030W08H02:00 | 0 | 0 | 0 | 0 | 26.647 | 0 | 8.073
2030W08H03:00 | 0 | 0 | 0 | 0 | 24.63 | 0 | 8.97
2030W08H04:00 | 0 | 0 | 0 | 0 | 24.703 | 0 | 9.867
2030W08H05:00 | 0 | 0 | 0 | 0 | 26.247 | 0 | 8.073
2030W08H06:00 | 0 | 0 | 0 | 0 | 32.3236 | 0 | 10.764
2030W08H07:00 | 1.409 | 0 | 0 | 0 | 35 | 0.751 | 17.94
2030W08H08:00 | 0 | 0 | 0 | 0 | 7.001 | 35.589 | 17.94
2030W08H09:00 | 0 | 0 | 0 | 0 | 0 | 42.348 | 22.262
2030W08H10:00 | 0 | 0 | 0 | 0 | 0 | 44.652 | 18.868
2030W08H11:00 | 0 | 0 | 0 | 0 | 0 | 43.4 | 18.07
2030W08H12:00 | 0 | 0 | 0 | 0 | 0 | 26.014 | 34.086
2030W08H13:00 | 0 | 0 | 0 | 0 | 0 | 28.775 | 31.395
2030W08H14:00 | 0 | 0 | 0 | 0 | 0 | 23.225 | 31.395
2030W08H15:00 | 0 | 0 | 0 | 0 | 0 | 25.906 | 28.704
2030W08H16:00 | 0 | 0 | 0 | 0 | 0 | 17.9024 | 36.777
2030W08H17:00 | 0 | 0 | 0 | 0 | 16.065 | 1.502 | 34.983
2030W08H18:00 | 0 | 0 | 0 | 0 | 24.545 | 0 | 31.395
2030W08H19:00 | 0 | 0 | 0 | 15.39 | 35 | 0 | 17.94
2030W08H20:00 | 3 | 0 | 0 | 17.805 | 35 | 0 | 13.455
2030W08H21:00 | 0 | 0 | 0 | 14.441 | 35 | 0 | 15.249
2030W08H22:00 | 0 | 0 | 0 | 10.786 | 35 | 0 | 10.764
2030W08H23:00 | 0 | 0 | 0 | 5.827 | 35 | 0 | 8.073 | 2030W08 | 4.409 | 0 | 0 | 64.249 | 458.9466 | 290.0644 | 448.498 | 1266.167
2030W09H00:00 | 0 | 0 | 0 | 0 | 28.211 | 0 | 15.249
2030W09H01:00 | 0 | 0 | 0 | 0 | 21.221 | 0 | 15.249
2030W09H02:00 | 0 | 0 | 0 | 0 | 14.92 | 0 | 17.94
2030W09H03:00 | 0 | 0 | 0 | 0 | 13.543 | 0 | 18.837
2030W09H04:00 | 0 | 0 | 0 | 0 | 11.929 | 0 | 20.631
2030W09H05:00 | 0 | 0 | 0 | 0 | 19.157 | 0 | 17.043
2030W09H06:00 | 0 | 0 | 0 | 0 | 22.6543 | 0 | 20.631
2030W09H07:00 | 0.608 | 0 | 0 | 0 | 35 | 0.751 | 11.661
2030W09H08:00 | 0 | 0 | 0 | 0 | 0 | 34.142 | 21.528
2030W09H09:00 | 0 | 0 | 0 | 0 | 0 | 40.999 | 17.221
2030W09H10:00 | 0 | 0 | 0 | 0 | 0 | 16.972 | 39.468
2030W09H11:00 | 0 | 0 | 0 | 0 | 0 | 42.7 | 12.15
2030W09H12:00 | 0 | 0 | 0 | 0 | 0 | 41.3 | 13.49
2030W09H13:00 | 0 | 0 | 0 | 0 | 0 | 26.86 | 26.91
2030W09H14:00 | 0 | 0 | 0 | 0 | 0 | 25.22 | 26.91
2030W09H15:00 | 0 | 0 | 0 | 0 | 0 | 22.7224 | 29.601
2030W09H16:00 | 0 | 0 | 0 | 0 | 0 | 27.3 | 25.116
2030W09H17:00 | 0 | 0 | 0 | 0 | 29.759 | 7.459 | 14.352
2030W09H18:00 | 3 | 0 | 0 | 9.784 | 35 | 0 | 7.176
2030W09H19:00 | 0 | 0 | 0 | 21.705 | 35 | 0 | 4.485
2030W09H20:00 | 0 | 0 | 0 | 26.828 | 35 | 0 | 5.382
2030W09H21:00 | 0 | 0 | 0 | 14.919 | 35 | 0 | 11.661
2030W09H22:00 | 0 | 0 | 0 | 7.985 | 35 | 0 | 13.455
2030W09H23:00 | 0 | 0 | 0 | 1.179 | 35 | 0 | 11.661 | 2030W09 | 3.608 | 0 | 0 | 82.4 | 406.3943 | 286.4254 | 417.807 | 1196.6347
2030W10H00:00 | 0 | 0 | 0 | 0 | 29.676 | 0 | 10.764
2030W10H01:00 | 0 | 0 | 0 | 0 | 28.177 | 0 | 8.073
2030W10H02:00 | 0 | 0 | 0 | 0 | 29.265 | 0 | 4.485
2030W10H03:00 | 0 | 0 | 0 | 0 | 26.451 | 0 | 6.279
2030W10H04:00 | 0 | 0 | 0 | 0 | 25.044 | 0 | 7.176
2030W10H05:00 | 0 | 0 | 0 | 0 | 30.358 | 0 | 5.382
2030W10H06:00 | 0 | 0 | 0 | 0 | 26.629 | 0 | 11.661
2030W10H07:00 | 0 | 0 | 0 | 0 | 34.259 | 1.502 | 15.249
2030W10H08:00 | 0 | 0 | 0 | 0 | 2.451 | 38.046 | 17.043
2030W10H09:00 | 0 | 0 | 0 | 0 | 0 | 46.2 | 14.04
2030W10H10:00 | 0 | 0 | 0 | 0 | 0 | 48.305 | 12.555
2030W10H11:00 | 0 | 0 | 0 | 0 | 0 | 47.707 | 7.823
2030W10H12:00 | 0 | 0 | 0 | 0 | 0 | 16.851 | 42.159
2030W10H13:00 | 0 | 0 | 0 | 0 | 0 | 48.407 | 5.833
2030W10H14:00 | 0 | 0 | 0 | 0 | 0 | 42.7 | 10.68
2030W10H15:00 | 0 | 0 | 0 | 0 | 0 | 38.5 | 10.88
2030W10H16:00 | 0 | 0 | 0 | 0 | 0 | 15.2964 | 34.983
2030W10H17:00 | 0 | 0 | 0 | 0 | 12.533 | 16.369 | 21.528
2030W10H18:00 | 0 | 0 | 0 | 8.541 | 35 | 0 | 6.279
2030W10H19:00 | 0 | 0 | 0 | 22.271 | 35 | 0 | 6.279
2030W10H20:00 | 3 | 0 | 0 | 15.058 | 35 | 0 | 14.352
2030W10H21:00 | 0 | 0 | 0 | 10.652 | 35 | 0 | 12.558
2030W10H22:00 | 0 | 0 | 0 | 11.63 | 35 | 0 | 8.97
2030W10H23:00 | 0 | 0 | 0 | 0.179 | 35 | 0 | 11.661 | 2030W10 | 3 | 0 | 0 | 68.331 | 454.843 | 359.8834 | 306.692 | 1192.7494
2030W11H00:00 | 0 | 0 | 0 | 0 | 15.048 | 0 | 23.322
2030W11H01:00 | 0 | 0 | 0 | 0 | 12.088 | 0 | 23.322
2030W11H02:00 | 0 | 0 | 0 | 0 | 8.738 | 0 | 23.322
2030W11H03:00 | 0 | 0 | 0 | 0 | 17.48 | 0 | 17.94
2030W11H04:00 | 0 | 0 | 0 | 0 | 14.77 | 0 | 17.94
2030W11H05:00 | 0 | 0 | 0 | 0 | 15.274 | 0 | 16.146
2030W11H06:00 | 0 | 0 | 0 | 0 | 23.53 | 0 | 17.94
2030W11H07:00 | 0 | 0 | 0 | 0 | 15.556 | 17.871 | 17.043
2030W11H08:00 | 0 | 0 | 0 | 0 | 0 | 34.633 | 27.807
2030W11H09:00 | 0 | 0 | 0 | 0 | 0 | 46.2 | 17.94
2030W11H10:00 | 0 | 0 | 0 | 0 | 0 | 57.215 | 1.005
2030W11H11:00 | 0 | 0 | 0 | 0 | 0 | 17.628 | 41.262
2030W11H12:00 | 0 | 0 | 0 | 0 | 0 | 56.668 | 5.442
2030W11H13:00 | 0 | 0 | 0 | 0 | 0 | 54.6 | 2.67
2030W11H14:00 | 0 | 0 | 0 | 0 | 0 | 4.518 | 50.232
2030W11H15:00 | 0 | 0 | 0 | 0 | 0 | 50.87 | 0
2030W11H16:00 | 0 | 0 | 0 | 0 | 0 | 3.895 | 49.335
2030W11H17:00 | 0 | 0 | 0 | 0 | 0 | 1.377 | 53.403
2030W11H18:00 | 0 | 0 | 0 | 0 | 0 | 0 | 55.1994
2030W11H19:00 | 0 | 0 | 0 | 0 | 16.828 | 0 | 41.262
2030W11H20:00 | 0 | 0 | 0 | 1.15 | 35 | 0 | 26.91
2030W11H21:00 | 3 | 0 | 0 | 2.275 | 35 | 0 | 22.425
2030W11H22:00 | 0 | 0 | 0 | 0 | 24.205 | 0 | 31.395
2030W11H23:00 | 0 | 0 | 0 | 0 | 11.297 | 0 | 34.983 | 2030W11 | 3 | 0 | 0 | 3.425 | 244.814 | 345.475 | 618.2454 | 1214.9594
2030W12H00:00 | 0 | 0 | 0 | 0 | 0 | 0 | 39.9
2030W12H01:00 | 0 | 0 | 0 | 0 | 0 | 0 | 36.94
2030W12H02:00 | 0 | 0 | 0 | 0 | 0 | 0 | 34.62
2030W12H03:00 | 0 | 0 | 0 | 0 | 0 | 0 | 32.8994
2030W12H04:00 | 3 | 0 | 0 | 0 | 0 | 0 | 33.56
2030W12H05:00 | 0 | 0 | 0 | 0 | 0 | 0 | 33.1
2030W12H06:00 | 0 | 0 | 0 | 0 | 0 | 0 | 42.74
2030W12H07:00 | 0 | 0 | 0 | 0 | 0 | 23.1 | 28.05
2030W12H08:00 | 0 | 0 | 0 | 0 | 0 | 37.8 | 22.58
2030W12H09:00 | 0 | 0 | 0 | 0 | 0 | 44.55 | 21.2
2030W12H10:00 | 0 | 0 | 0 | 0 | 0 | 42 | 20.9
2030W12H11:00 | 0 | 0 | 0 | 0 | 0 | 0 | 60.11
2030W12H12:00 | 0 | 0 | 0 | 0 | 0 | 2.805 | 59.985
2030W12H13:00 | 0 | 0 | 0 | 0 | 0 | 0 | 60.84
2030W12H14:00 | 0 | 0 | 0 | 0 | 0 | 45.5 | 8.63
2030W12H15:00 | 0 | 0 | 0 | 0 | 0 | 0 | 58.16
2030W12H16:00 | 0 | 0 | 0 | 0 | 0 | 37.091 | 18.8584
2030W12H17:00 | 0 | 0 | 0 | 0 | 0 | 22.326 | 31.654
2030W12H18:00 | 3 | 0 | 0 | 0 | 8.57 | 0 | 44.85
2030W12H19:00 | 0 | 0 | 0 | 0 | 21.311 | 0 | 42.159
2030W12H20:00 | 0 | 0 | 0 | 0 | 23.194 | 0 | 43.056
2030W12H21:00 | 0 | 0 | 0 | 0 | 21.885 | 0 | 40.365
2030W12H22:00 | 0 | 0 | 0 | 0 | 17.629 | 0 | 38.571
2030W12H23:00 | 0 | 0 | 0 | 0 | 1.436 | 0 | 46.644 | 2030W12 | 6 | 0 | 0 | 0 | 94.025 | 255.172 | 900.3718 | 1255.5688
2030W13H00:00 | 0 | 0 | 0 | 0 | 33.534 | 0 | 7.176
2030W13H01:00 | 0 | 0 | 0 | 0 | 19.544 | 0 | 16.146
2030W13H02:00 | 0 | 0 | 0 | 0 | 13.198 | 0 | 23.322
2030W13H03:00 | 0 | 0 | 0 | 0 | 11.612 | 0 | 21.528
2030W13H04:00 | 0 | 0 | 0 | 0 | 12.245 | 0 | 22.425
2030W13H05:00 | 0 | 0 | 0 | 0 | 15.949 | 0 | 20.631
2030W13H06:00 | 0 | 0 | 0 | 0 | 9.838 | 0.7 | 32.292
2030W13H07:00 | 0 | 0 | 0 | 0 | 0 | 23.101 | 33.189
2030W13H08:00 | 0 | 0 | 0 | 0 | 0 | 42.7 | 22.79
2030W13H09:00 | 0 | 0 | 0 | 0 | 0 | 7.443 | 54.717
2030W13H10:00 | 2.55 | 0 | 0 | 0 | 0 | 13.163 | 45.747
2030W13H11:00 | 0 | 0 | 0 | 0 | 0 | 56.413 | 1.767
2030W13H12:00 | 0 | 0 | 0 | 0 | 0 | 53.2 | 3.68
2030W13H13:00 | 0 | 0 | 0 | 0 | 0 | 50.4 | 5.6
2030W13H14:00 | 0 | 0 | 0 | 0 | 0 | 53.19 | 0
2030W13H15:00 | 0 | 0 | 0 | 0 | 0 | 48.305 | 2.555
2030W13H16:00 | 0 | 0 | 0 | 0 | 0 | 40.6 | 16.9394
2030W13H17:00 | 0 | 0 | 0 | 0 | 0 | 23.51 | 35.88
2030W13H18:00 | 0 | 0 | 0 | 0 | 20.238 | 0 | 32.292
2030W13H19:00 | 0 | 0 | 0 | 19.707 | 35 | 0 | 8.073
2030W13H20:00 | 3 | 0 | 0 | 24.721 | 35 | 0 | 6.279
2030W13H21:00 | 0 | 0 | 0 | 13.034 | 35 | 0 | 7.176
2030W13H22:00 | 0 | 0 | 0 | 11.734 | 35 | 0 | 7.176
2030W13H23:00 | 0 | 0 | 0 | 0.653 | 35 | 0 | 9.867 | 2030W13 | 5.55 | 0 | 0 | 69.849 | 311.158 | 412.725 | 437.2474 | 1236.5294
2030W14H00:00 | 0 | 0 | 0 | 0 | 22.191 | 0 | 15.249
2030W14H01:00 | 0 | 0 | 0 | 0 | 7.223 | 0 | 27.807
2030W14H02:00 | 0 | 0 | 0 | 0 | 6.166 | 0 | 28.704
2030W14H03:00 | 0 | 0 | 0 | 0 | 14.515 | 0 | 22.425
2030W14H04:00 | 0 | 0 | 0 | 0 | 27.633 | 0 | 9.867
2030W14H05:00 | 0 | 0 | 0 | 0 | 30.642 | 0 | 12.558
2030W14H06:00 | 3 | 0 | 0 | 0.18 | 35 | 0.751 | 15.249
2030W14H07:00 | 0 | 0 | 0 | 0 | 11.091 | 30.536 | 17.043
2030W14H08:00 | 0 | 0 | 0 | 0 | 2.627 | 40.299 | 19.734
2030W14H09:00 | 0 | 0 | 0 | 0 | 0 | 36.377 | 26.013
2030W14H10:00 | 0 | 0 | 0 | 0 | 0 | 46.2 | 17.98
2030W14H11:00 | 0 | 0 | 0 | 0 | 0 | 54.16 | 13.18
2030W14H12:00 | 0 | 0 | 0 | 0 | 0 | 49.7 | 11.24
2030W14H13:00 | 0 | 0 | 0 | 0 | 0 | 3.213 | 53.487
2030W14H14:00 | 0 | 0 | 0 | 0 | 0 | 45.5 | 8.82
2030W14H15:00 | 0 | 0 | 0 | 0 | 0 | 46.103 | 9.277
2030W14H16:00 | 0 | 0 | 0 | 0 | 0 | 37.1 | 14.7694
2030W14H17:00 | 0 | 0 | 0 | 0 | 0 | 28.283 | 26.997
2030W14H18:00 | 0 | 0 | 0 | 0 | 26.145 | 0 | 31.395
2030W14H19:00 | 0 | 0 | 0 | 1.273 | 35 | 0 | 27.807
2030W14H20:00 | 2.5 | 0 | 0 | 0 | 35 | 0 | 26.91
2030W14H21:00 | 0.5 | 0 | 0 | 2.319 | 35 | 0 | 20.631
2030W14H22:00 | 0 | 0 | 0 | 0 | 29.424 | 0 | 25.116
2030W14H23:00 | 0 | 0 | 0 | 0 | 30.3874 | 0 | 14.352 | 2030W14 | 6 | 0 | 0 | 3.772 | 348.0444 | 418.222 | 496.6104 | 1272.6488
2030W15H00:00 | 0 | 0 | 0 | 0 | 34.345 | 0 | 4.485
2030W15H01:00 | 0 | 0 | 0 | 0 | 30.171 | 0 | 6.279
2030W15H02:00 | 0 | 0 | 0 | 0 | 28.834 | 0 | 7.176
2030W15H03:00 | 0 | 0 | 0 | 0 | 32.1304 | 0 | 3.588
2030W15H04:00 | 0 | 0 | 0 | 0 | 35 | 0 | 2.691
2030W15H05:00 | 3 | 0 | 0 | 2.312 | 35 | 0 | 3.588
2030W15H06:00 | 0 | 0 | 0 | 10.601 | 35 | 1.451 | 3.588
2030W15H07:00 | 0 | 0 | 0 | 0 | 19.742 | 37.244 | 1.794
2030W15H08:00 | 0 | 0 | 0 | 0 | 10.581 | 46.701 | 12.558
2030W15H09:00 | 0 | 0 | 0 | 0 | 0 | 20.4724 | 45.747
2030W15H10:00 | 0 | 0 | 0 | 0 | 0 | 49.7 | 14.32
2030W15H11:00 | 0 | 0 | 0 | 0 | 0 | 14.676 | 46.644
2030W15H12:00 | 0 | 0 | 0 | 0 | 0 | 26.828 | 32.292
2030W15H13:00 | 0 | 0 | 0 | 0 | 0 | 20.547 | 34.983
2030W15H14:00 | 0 | 0 | 0 | 0 | 0 | 23.115 | 31.395
2030W15H15:00 | 0 | 0 | 0 | 0 | 0 | 42.7 | 13.15
2030W15H16:00 | 0 | 0 | 0 | 0 | 0 | 35 | 19.24
2030W15H17:00 | 0 | 0 | 0 | 0 | 6.652 | 26.03 | 21.528
2030W15H18:00 | 0 | 0 | 0 | 3.203 | 35 | 0 | 18.837
2030W15H19:00 | 0 | 0 | 0 | 27.872 | 35 | 0 | 3.588
2030W15H20:00 | 3 | 0 | 0 | 26.496 | 35 | 0 | 1.794
2030W15H21:00 | 0 | 0 | 0 | 18.576 | 35 | 0 | 1.794
2030W15H22:00 | 0 | 0 | 0 | 11.659 | 35 | 0 | 2.691
2030W15H23:00 | 0 | 0 | 0 | 5.942 | 35 | 0 | 3.588 | 2030W15 | 6 | 0 | 0 | 106.661 | 477.4554 | 344.4644 | 337.338 | 1271.9188
2030W16H00:00 | 0 | 0 | 0 | 0 | 0 | 0 | 37.52
2030W16H01:00 | 0 | 0 | 0 | 0 | 0 | 0 | 37.98
2030W16H02:00 | 0 | 0 | 0 | 0 | 0 | 0 | 33.32
2030W16H03:00 | 0 | 0 | 0 | 0 | 0 | 0 | 38.79
2030W16H04:00 | 2.55 | 0 | 0 | 0 | 0 | 0 | 33.2
2030W16H05:00 | 0 | 0 | 0 | 0 | 0 | 0 | 40.66
2030W16H06:00 | 0 | 0 | 0 | 0 | 0 | 3.5 | 42.68
2030W16H07:00 | 0 | 0 | 0 | 0 | 0 | 36.544 | 19.226
2030W16H08:00 | 0 | 0 | 0 | 0 | 0 | 4.873 | 54.717
2030W16H09:00 | 0 | 0 | 0 | 0 | 0 | 49 | 18.55
2030W16H10:00 | 0 | 0 | 0 | 0 | 0 | 56 | 7.75
2030W16H11:00 | 0 | 0 | 0 | 0 | 0 | 59.57 | 4.79
2030W16H12:00 | 0 | 0 | 0 | 0 | 0 | 56.7 | 6.43
2030W16H13:00 | 0 | 0 | 0 | 0 | 0 | 58.98 | 0
2030W16H14:00 | 0 | 0 | 0 | 0 | 0 | 0 | 55.4794
2030W16H15:00 | 0 | 0 | 0 | 0 | 0 | 50.58 | 0
2030W16H16:00 | 0 | 0 | 0 | 0 | 0 | 42 | 9.53
2030W16H17:00 | 0 | 0 | 0 | 0 | 0 | 0 | 49.64
2030W16H18:00 | 2.55 | 0 | 0 | 0 | 0 | 1.4 | 52.59
2030W16H19:00 | 0 | 0 | 0 | 0 | 0 | 0 | 60.15
2030W16H20:00 | 3 | 0 | 0 | 0 | 6.83 | 0 | 53.82
2030W16H21:00 | 0 | 0 | 0 | 0 | 5.894 | 0 | 52.026
2030W16H22:00 | 0 | 0 | 0 | 0 | 0 | 0 | 52.026
2030W16H23:00 | 2.0026 | 0 | 0 | 0 | 0.4354 | 0 | 41.262 | 2030W16 | 10.1026 | 0 | 0 | 0 | 13.1594 | 419.147 | 802.1364 | 1244.5454
2030W17H00:00 | 0 | 0 | 0 | 0 | 25.535 | 0 | 13.455
2030W17H01:00 | 0 | 0 | 0 | 0 | 23.055 | 0 | 13.455
2030W17H02:00 | 0 | 0 | 0 | 0 | 22.921 | 0 | 15.249
2030W17H03:00 | 0 | 0 | 0 | 0 | 20.521 | 0 | 15.249
2030W17H04:00 | 0 | 0 | 0 | 0 | 23.935 | 0 | 13.455
2030W17H05:00 | 0 | 0 | 0 | 0 | 27.841 | 0 | 15.249
2030W17H06:00 | 0 | 0 | 0 | 0 | 4.22 | 28.881 | 24.219
2030W17H07:00 | 0 | 0 | 0 | 0 | 0 | 37.047 | 26.013
2030W17H08:00 | 0 | 0 | 0 | 0 | 0 | 46.9 | 18.13
2030W17H09:00 | 0 | 0 | 0 | 0 | 0 | 52.5 | 19.48
2030W17H10:00 | 0 | 0 | 0 | 0 | 0 | 18.058 | 50.232
2030W17H11:00 | 0 | 0 | 0 | 0 | 0 | 55.013 | 10.567
2030W17H12:00 | 0 | 0 | 0 | 0 | 0 | 56.464 | 4.336
2030W17H13:00 | 0 | 0 | 0 | 0 | 0 | 57.113 | 0.067
2030W17H14:00 | 0 | 0 | 0 | 0 | 0 | 48.3 | 6.53
2030W17H15:00 | 0 | 0 | 0 | 0 | 0 | 49.807 | 6.2824
2030W17H16:00 | 0 | 0 | 0 | 0 | 0 | 40.6 | 16.91
2030W17H17:00 | 0 | 0 | 0 | 0 | 0 | 32.636 | 27.104
2030W17H18:00 | 0 | 0 | 0 | 0 | 10.555 | 5.957 | 39.468
2030W17H19:00 | 0 | 0 | 0 | 0 | 27.184 | 0 | 34.086
2030W17H20:00 | 0 | 0 | 0 | 11.276 | 35 | 0 | 19.734
2030W17H21:00 | 2.003 | 0 | 0 | 0 | 35 | 0 | 18.837
2030W17H22:00 | 0.997 | 0 | 0 | 3.341 | 35 | 0 | 14.352
2030W17H23:00 | 0 | 0 | 0 | 0 | 34.326 | 0 | 10.764 | 2030W17 | 3 | 0 | 0 | 14.617 | 325.093 | 529.276 | 433.2234 | 1305.2094
2030W18H00:00 | 0 | 0 | 0 | 0 | 30.306 | 0 | 10.764
2030W18H01:00 | 0 | 0 | 0 | 0 | 17.609 | 0 | 20.631
2030W18H02:00 | 0 | 0 | 0 | 0 | 16.782 | 0 | 21.528
2030W18H03:00 | 0 | 0 | 0 | 0 | 21.114 | 0 | 16.146
2030W18H04:00 | 0 | 0 | 0 | 0 | 16.195 | 0 | 22.425
2030W18H05:00 | 0 | 0 | 0 | 0 | 26.483 | 0 | 18.837
2030W18H06:00 | 0 | 0 | 0 | 0 | 8.102 | 25.33 | 21.528
2030W18H07:00 | 0 | 0 | 0 | 0 | 4.872 | 36.391 | 18.837
2030W18H08:00 | 0 | 0 | 0 | 0 | 0 | 44.8 | 26.47
2030W18H09:00 | 2.55 | 0 | 0 | 0 | 0 | 19.003 | 45.747
2030W18H10:00 | 0 | 0 | 0 | 0 | 0 | 56 | 14.7
2030W18H11:00 | 0 | 0 | 0 | 0 | 0 | 59.315 | 7.935
2030W18H12:00 | 0 | 0 | 0 | 0 | 0 | 57.368 | 7.612
2030W18H13:00 | 0 | 0 | 0 | 0 | 0 | 15.11 | 44.85
2030W18H14:00 | 0 | 0 | 0 | 0 | 0 | 51.1 | 5.41
2030W18H15:00 | 0 | 0 | 0 | 0 | 0 | 22.928 | 32.292
2030W18H16:00 | 0 | 0 | 0 | 0 | 0 | 39.2 | 21.38
2030W18H17:00 | 0 | 0 | 0 | 0 | 0 | 25.8834 | 34.086
2030W18H18:00 | 0 | 0 | 0 | 0 | 13.031 | 10.412 | 36.777
2030W18H19:00 | 0 | 0 | 0 | 0 | 32.044 | 0 | 34.086
2030W18H20:00 | 3 | 0 | 0 | 14.084 | 35 | 0 | 16.146
2030W18H21:00 | 0 | 0 | 0 | 16.893 | 35 | 0 | 9.867
2030W18H22:00 | 0 | 0 | 0 | 12.257 | 35 | 0 | 8.073
2030W18H23:00 | 0 | 0 | 0 | 4.854 | 35 | 0 | 7.176 | 2030W18 | 5.55 | 0 | 0 | 48.088 | 326.538 | 462.8404 | 503.303 | 1346.3194
2030W19H00:00 | 0 | 0 | 0 | 0 | 8.117 | 0 | 34.983
2030W19H01:00 | 0 | 0 | 0 | 0 | 2.252 | 0 | 39.468
2030W19H02:00 | 0 | 0 | 0 | 0 | 9.578 | 0 | 32.292
2030W19H03:00 | 0 | 0 | 0 | 0 | 0 | 0 | 38.571
2030W19H04:00 | 0 | 0 | 0 | 0 | 3.29 | 0 | 35.88
2030W19H05:00 | 0.24735 | 0 | 0 | 0 | 7.0416 | 0 | 38.571
2030W19H06:00 | 0 | 0 | 0 | 0 | 0 | 30.485 | 26.575
2030W19H07:00 | 0 | 0 | 0 | 0 | 0 | 22.627 | 43.953
2030W19H08:00 | 0 | 0 | 0 | 0 | 0 | 47.6 | 25.03
2030W19H09:00 | 0 | 0 | 0 | 0 | 0 | 23.98 | 53.82
2030W19H10:00 | 0 | 0 | 0 | 0 | 0 | 56 | 21.19
2030W19H11:00 | 0 | 0 | 0 | 0 | 0 | 52.5 | 19.83
2030W19H12:00 | 0 | 0 | 0 | 0 | 0 | 55.815 | 13.745
2030W19H13:00 | 0 | 0 | 0 | 0 | 0 | 56.464 | 7.136
2030W19H14:00 | 0 | 0 | 0 | 0 | 0 | 60.066 | 2.524
2030W19H15:00 | 0 | 0 | 0 | 0 | 0 | 51.411 | 10.789
2030W19H16:00 | 0 | 0 | 0 | 0 | 0 | 43.4 | 17.96
2030W19H17:00 | 2.1 | 0 | 0 | 0 | 0 | 2.091 | 59.219
2030W19H18:00 | 0 | 0 | 0 | 0 | 0 | 14.116 | 54.334
2030W19H19:00 | 0 | 0 | 0 | 0 | 22.604 | 0 | 52.026
2030W19H20:00 | 3 | 0 | 0 | 0 | 18.232 | 0 | 48.438
2030W19H21:00 | 0 | 0 | 0 | 0 | 23.346 | 0 | 46.644
2030W19H22:00 | 0 | 0 | 0 | 0 | 12.795 | 0 | 40.365
2030W19H23:00 | 0 | 0 | 0 | 0 | 10.353 | 0 | 36.777 | 2030W19 | 5.3473 | 0 | 0 | 0 | 117.6086 | 516.555 | 800.12 | 1439.631
2030W20H00:00 | 0 | 0 | 0 | 0 | 28.391 | 0 | 15.249
2030W20H01:00 | 0 | 0 | 0 | 0 | 34.9 | 0 | 8.97
2030W20H02:00 | 0 | 0 | 0 | 0 | 31.753 | 0 | 9.867
2030W20H03:00 | 0 | 0 | 0 | 0 | 22.474 | 0 | 16.146
2030W20H04:00 | 0 | 0 | 0 | 0 | 23.263 | 0 | 18.837
2030W20H05:00 | 0 | 0 | 0 | 0 | 28.853 | 0.7 | 18.837
2030W20H06:00 | 0 | 0 | 0 | 0 | 14.372 | 30.485 | 17.043
2030W20H07:00 | 0 | 0 | 0 | 0 | 1.165 | 44.55 | 22.425
2030W20H08:00 | 0 | 0 | 0 | 0 | 0 | 47.31 | 26.91
2030W20H09:00 | 2.55 | 0 | 0 | 0 | 0 | 41.719 | 38.571
2030W20H10:00 | 0 | 0 | 0 | 0 | 0 | 55.3 | 24.9294
2030W20H11:00 | 0 | 0 | 0 | 0 | 0 | 29.547 | 43.953
2030W20H12:00 | 0 | 0 | 0 | 0 | 0 | 23.416 | 46.644
2030W20H13:00 | 0 | 0 | 0 | 0 | 0 | 56.464 | 9.346
2030W20H14:00 | 0 | 0 | 0 | 0 | 0 | 54.6 | 10.55
2030W20H15:00 | 0 | 0 | 0 | 0 | 0 | 53.409 | 6.651
2030W20H16:00 | 0 | 0 | 0 | 0 | 0 | 44.1 | 24.21
2030W20H17:00 | 0 | 0 | 0 | 0 | 0 | 35.042 | 26.818
2030W20H18:00 | 0 | 0 | 0 | 0 | 0 | 17.82 | 47.96
2030W20H19:00 | 0 | 0 | 0 | 0 | 33.369 | 0 | 38.571
2030W20H20:00 | 0 | 0 | 0 | 17.12 | 35 | 0 | 17.94
2030W20H21:00 | 3 | 0 | 0 | 16.954 | 35 | 0 | 7.176
2030W20H22:00 | 0 | 0 | 0 | 11.377 | 35 | 0 | 8.073
2030W20H23:00 | 0 | 0 | 0 | 4.28 | 35 | 0 | 8.97 | 2030W20 | 5.55 | 0 | 0 | 49.731 | 358.54 | 534.462 | 514.6464 | 1462.9294
2030W21H00:00 | 0 | 0 | 0 | 0 | 23.887 | 0 | 17.043
2030W21H01:00 | 0 | 0 | 0 | 0 | 24.046 | 0 | 19.734
2030W21H02:00 | 0 | 0 | 0 | 0 | 16.891 | 0 | 24.219
2030W21H03:00 | 0 | 0 | 0 | 0 | 19.849 | 0 | 20.631
2030W21H04:00 | 0 | 0 | 0 | 0 | 25.767 | 0 | 17.043
2030W21H05:00 | 0 | 0 | 0 | 0 | 29.569 | 0.751 | 17.94
2030W21H06:00 | 0 | 0 | 0 | 0 | 11.764 | 29.683 | 17.043
2030W21H07:00 | 0 | 0 | 0 | 0 | 10.164 | 39.395 | 20.631
2030W21H08:00 | 0 | 0 | 0 | 0 | 0 | 44.254 | 34.086
2030W21H09:00 | 2.55 | 0 | 0 | 0 | 0 | 40.719 | 38.571
2030W21H10:00 | 0 | 0 | 0 | 0 | 0 | 53.9 | 26.56
2030W21H11:00 | 0 | 0 | 0 | 0 | 0 | 56 | 19.69
2030W21H12:00 | 0 | 0 | 0 | 0 | 0 | 35.964 | 43.056
2030W21H13:00 | 0 | 0 | 0 | 0 | 0 | 19.839 | 47.541
2030W21H14:00 | 0 | 0 | 0 | 0 | 0 | 49.7 | 15.57
2030W21H15:00 | 0 | 0 | 0 | 0 | 0 | 19.355 | 49.335
2030W21H16:00 | 0 | 0 | 0 | 0 | 0 | 13.99 | 53.82
2030W21H17:00 | 0 | 0 | 0 | 0 | 0 | 32.9 | 39.0494
2030W21H18:00 | 0 | 0 | 0 | 0 | 11.572 | 19.373 | 40.365
2030W21H19:00 | 0 | 0 | 0 | 1.853 | 35 | 0 | 36.777
2030W21H20:00 | 0 | 0 | 0 | 13.283 | 35 | 0 | 27.807
2030W21H21:00 | 3 | 0 | 0 | 9.253 | 35 | 0 | 18.837
2030W21H22:00 | 0 | 0 | 0 | 8.332 | 35 | 0 | 12.558
2030W21H23:00 | 0 | 0 | 0 | 0 | 32.971 | 0 | 15.249 | 2030W21 | 5.55 | 0 | 0 | 32.721 | 346.48 | 455.823 | 673.1554 | 1513.7294
2030W22H00:00 | 0 | 0 | 0 | 0 | 33.522 | 0 | 12.558
2030W22H01:00 | 0 | 0 | 0 | 0 | 33.922 | 0 | 12.558
2030W22H02:00 | 0 | 0 | 0 | 0 | 29.482 | 0 | 12.558
2030W22H03:00 | 0 | 0 | 0 | 0 | 26.418 | 0 | 14.352
2030W22H04:00 | 0 | 0 | 0 | 0 | 24.987 | 0 | 17.043
2030W22H05:00 | 0 | 0 | 0 | 0 | 32.717 | 0.751 | 14.352
2030W22H06:00 | 0 | 0 | 0 | 0 | 9.893 | 34.138 | 15.249
2030W22H07:00 | 0 | 0 | 0 | 0 | 11.678 | 42.399 | 17.043
2030W22H08:00 | 0 | 0 | 0 | 0 | 7.168 | 48.356 | 25.116
2030W22H09:00 | 0 | 0 | 0 | 0 | 0.825 | 53.358 | 27.807
2030W22H10:00 | 0 | 0 | 0 | 0 | 0 | 54.415 | 26.295
2030W22H11:00 | 0 | 0 | 0 | 0 | 0 | 53.296 | 28.704
2030W22H12:00 | 0 | 0 | 0 | 0 | 0 | 56.464 | 22.656
2030W22H13:00 | 0 | 0 | 0 | 0 | 0 | 34.849 | 38.571
2030W22H14:00 | 0 | 0 | 0 | 0 | 0 | 49 | 22.36
2030W22H15:00 | 0 | 0 | 0 | 0 | 0 | 18.385 | 49.335
2030W22H16:00 | 0 | 0 | 0 | 0 | 0 | 39.9 | 35.81
2030W22H17:00 | 0 | 0 | 0 | 0 | 0 | 34.991 | 37.9784
2030W22H18:00 | 0 | 0 | 0 | 0 | 11.408 | 20.824 | 39.468
2030W22H19:00 | 3 | 0 | 0 | 11.398 | 35 | 0 | 23.322
2030W22H20:00 | 0 | 0 | 0 | 30.289 | 35 | 0 | 11.661
2030W22H21:00 | 0 | 0 | 0 | 25.526 | 35 | 0 | 10.764
2030W22H22:00 | 0 | 0 | 0 | 13.176 | 35 | 0 | 10.764
2030W22H23:00 | 0 | 0 | 0 | 6.963 | 35 | 0 | 9.867 | 2030W22 | 3 | 0 | 0 | 87.352 | 397.02 | 541.126 | 536.1914 | 1564.6894
2030W23H00:00 | 0 | 0 | 0 | 0 | 29.959 | 0 | 20.631
2030W23H01:00 | 0 | 0 | 0 | 0 | 15.025 | 0 | 31.395
2030W23H02:00 | 0 | 0 | 0 | 0 | 12.349 | 0 | 29.601
2030W23H03:00 | 0 | 0 | 0 | 0 | 13.216 | 0 | 28.704
2030W23H04:00 | 0 | 0 | 0 | 0 | 16.659 | 0 | 29.601
2030W23H05:00 | 0 | 0 | 0 | 0 | 25.879 | 0.751 | 26.91
2030W23H06:00 | 0 | 0 | 0 | 0 | 6.858 | 33.54 | 23.322
2030W23H07:00 | 0 | 0 | 0 | 0 | 1.681 | 43.952 | 27.807
2030W23H08:00 | 0 | 0 | 0 | 0 | 0 | 52.76 | 37.674
2030W23H09:00 | 0 | 0 | 0 | 0 | 0 | 41.697 | 43.953
2030W23H10:00 | 0 | 0 | 0 | 0 | 0 | 28.18 | 53.82
2030W23H11:00 | 0 | 0 | 0 | 0 | 0 | 28.53 | 53.82
2030W23H12:00 | 0 | 0 | 0 | 0 | 0 | 30.59 | 53.82
2030W23H13:00 | 0 | 0 | 0 | 0 | 0 | 13.274 | 60.996
2030W23H14:00 | 0 | 0 | 0 | 0 | 0 | 51.1 | 23.17
2030W23H15:00 | 0 | 0 | 0 | 0 | 0 | 15.642 | 57.408
2030W23H16:00 | 0 | 0 | 0 | 0 | 0 | 16.119 | 56.511
2030W23H17:00 | 0 | 0 | 0 | 0 | 0 | 34.3 | 40.7954
2030W23H18:00 | 0 | 0 | 0 | 0 | 17.336 | 21.524 | 44.85
2030W23H19:00 | 0 | 0 | 0 | 7.642 | 35 | 0 | 39.468
2030W23H20:00 | 3 | 0 | 0 | 13.793 | 35 | 0 | 27.807
2030W23H21:00 | 0 | 0 | 0 | 20.684 | 35 | 0 | 16.146
2030W23H22:00 | 0 | 0 | 0 | 18.459 | 35 | 0 | 11.661
2030W23H23:00 | 0 | 0 | 0 | 5.204 | 35 | 0 | 16.146 | 2030W23 | 3 | 0 | 0 | 65.782 | 313.962 | 411.959 | 856.0164 | 1650.7194
2030W24H00:00 | 0 | 0 | 0 | 0 | 7.101 | 0 | 42.159
2030W24H01:00 | 0 | 0 | 0 | 0 | 4.825 | 0 | 40.365
2030W24H02:00 | 0 | 0 | 0 | 0 | 7.599 | 0 | 38.571
2030W24H03:00 | 0 | 0 | 0 | 0 | 6.305 | 0 | 40.365
2030W24H04:00 | 0 | 0 | 0 | 0 | 19.804 | 0 | 25.116
2030W24H05:00 | 0 | 0 | 0 | 0 | 27.574 | 0.751 | 22.425
2030W24H06:00 | 0 | 0 | 0 | 0 | 1.654 | 31.287 | 33.189
2030W24H07:00 | 0 | 0 | 0 | 0 | 0 | 12.13 | 62.79
2030W24H08:00 | 0 | 0 | 0 | 0 | 0 | 49.705 | 35.265
2030W24H09:00 | 0 | 0 | 0 | 0 | 0 | 54.211 | 31.619
2030W24H10:00 | 0 | 0 | 0 | 0 | 0 | 55.115 | 31.945
2030W24H11:00 | 0 | 0 | 0 | 0 | 0 | 20.442 | 66.378
2030W24H12:00 | 0 | 0 | 0 | 0 | 0 | 20.421 | 60.099
2030W24H13:00 | 0 | 0 | 0 | 0 | 0 | 23.542 | 57.408
2030W24H14:00 | 0 | 0 | 0 | 0 | 0 | 25.712 | 48.438
2030W24H15:00 | 0 | 0 | 0 | 0 | 0 | 51.258 | 19.3614
2030W24H16:00 | 0 | 0 | 0 | 0 | 0 | 39.419 | 38.571
2030W24H17:00 | 0 | 0 | 0 | 0 | 4.834 | 38.593 | 34.983
2030W24H18:00 | 0 | 0 | 0 | 0 | 24.11 | 22.275 | 31.395
2030W24H19:00 | 0 | 0 | 0 | 5.029 | 35 | 0 | 38.571
2030W24H20:00 | 3 | 0 | 0 | 10.763 | 35 | 0 | 36.777
2030W24H21:00 | 0 | 0 | 0 | 15.123 | 35 | 0 | 27.807
2030W24H22:00 | 0 | 0 | 0 | 0 | 34.691 | 0 | 33.189
2030W24H23:00 | 0 | 0 | 0 | 0 | 12.831 | 0 | 42.159 | 2030W24 | 3 | 0 | 0 | 30.915 | 256.328 | 444.861 | 938.9454 | 1674.0494
2030W25H00:00 | 0 | 0 | 0 | 15.245 | 35 | 0 | 4.485
2030W25H01:00 | 0 | 0 | 0 | 8.801 | 35 | 0 | 6.279
2030W25H02:00 | 0 | 0 | 0 | 7.641 | 35 | 0 | 6.279
2030W25H03:00 | 0 | 0 | 0 | 5.266 | 35 | 0 | 10.764
2030W25H04:00 | 0 | 0 | 0 | 0 | 32.396 | 0 | 19.734
2030W25H05:00 | 0 | 0 | 0 | 0 | 23.034 | 0.751 | 31.395
2030W25H06:00 | 0 | 0 | 0 | 0 | 6.415 | 34.138 | 27.807
2030W25H07:00 | 0 | 0 | 0 | 0 | 10.468 | 44.499 | 26.013
2030W25H08:00 | 0 | 0 | 0 | 0 | 8.409 | 50.507 | 28.704
2030W25H09:00 | 0 | 0 | 0 | 0 | 3.015 | 55.013 | 32.292
2030W25H10:00 | 0 | 0 | 0 | 0 | 0 | 55.815 | 35.4238
2030W25H11:00 | 0 | 0 | 0 | 0 | 0 | 56 | 34.32
2030W25H12:00 | 3 | 0 | 0 | 0 | 0 | 57.419 | 26.741
2030W25H13:00 | 0 | 0 | 0 | 0 | 0 | 40.264 | 43.056
2030W25H14:00 | 0 | 0 | 0 | 0 | 0 | 51.09 | 35.88
2030W25H15:00 | 0 | 0 | 0 | 0 | 0 | 52.5 | 25.83
2030W25H16:00 | 0 | 0 | 0 | 0 | 5.149 | 49.107 | 28.704
2030W25H17:00 | 0 | 0 | 0 | 0 | 10.22 | 42.297 | 34.983
2030W25H18:00 | 0 | 0 | 0 | 4.081 | 35 | 25.979 | 26.91
2030W25H19:00 | 3 | 0 | 0 | 22.963 | 35 | 0 | 27.807
2030W25H20:00 | 0 | 0 | 0 | 30.259 | 35 | 0 | 20.631
2030W25H21:00 | 0 | 0 | 0 | 34.805 | 35 | 0 | 13.455
2030W25H22:00 | 0 | 0 | 0 | 27.716 | 35 | 0 | 10.764
2030W25H23:00 | 0 | 0 | 0 | 23.177 | 35 | 0 | 8.073 | 2030W25 | 6 | 0 | 0 | 179.954 | 449.106 | 615.379 | 566.3298 | 1816.7688
2030W26H00:00 | 0 | 0 | 0 | 21.946 | 35 | 0 | 10.764
2030W26H01:00 | 0 | 0 | 0 | 13.399 | 35 | 0 | 11.661
2030W26H02:00 | 0 | 0 | 0 | 12.47 | 35 | 0 | 8.97
2030W26H03:00 | 0 | 0 | 0 | 9.153 | 35 | 0 | 9.867
2030W26H04:00 | 0 | 0 | 0 | 17.134 | 35 | 0 | 7.176
2030W26H05:00 | 0 | 0 | 0 | 20.627 | 35 | 0.751 | 5.382
2030W26H06:00 | 0 | 0 | 0 | 0 | 28.719 | 34.94 | 11.661
2030W26H07:00 | 0 | 0 | 0 | 0 | 21.852 | 48.305 | 17.043
2030W26H08:00 | 0 | 0 | 0 | 0 | 20.654 | 55.064 | 23.322
2030W26H09:00 | 0 | 0 | 0 | 0 | 13.238 | 58.666 | 34.086
2030W26H10:00 | 0 | 0 | 0 | 0 | 4.222 | 59.468 | 35.88
2030W26H11:00 | 0 | 0 | 0 | 0 | 8.935 | 60.219 | 34.086
2030W26H12:00 | 0 | 0 | 0 | 0 | 7.226 | 63.121 | 34.983
2030W26H13:00 | 0 | 0 | 0 | 0 | 1.058 | 60.321 | 38.571
2030W26H14:00 | 0 | 0 | 0 | 0 | 0 | 53.9 | 40.64
2030W26H15:00 | 0 | 0 | 0 | 0 | 0.85141 | 55.166 | 41.262
2030W26H16:00 | 0 | 0 | 0 | 0 | 6.634 | 54.109 | 36.777
2030W26H17:00 | 0 | 0 | 0 | 0 | 26.475 | 43.15 | 31.395
2030W26H18:00 | 3 | 0 | 0 | 11.47 | 35 | 28.232 | 21.528
2030W26H19:00 | 0 | 0 | 0 | 47.944 | 35 | 0 | 16.146
2030W26H20:00 | 0 | 0 | 0 | 53.149 | 35 | 0 | 11.661
2030W26H21:00 | 0 | 0 | 0 | 52.098 | 35 | 0 | 5.382
2030W26H22:00 | 0 | 0 | 0 | 46.567 | 35 | 0 | 8.073
2030W26H23:00 | 0 | 0 | 0 | 31.977 | 35 | 0 | 8.073 | 2030W26 | 3 | 0 | 0 | 337.934 | 559.8644 | 675.412 | 504.389 | 2080.5994
2030W27H00:00 | 0 | 0 | 0 | 40.612 | 35 | 0 | 3.588
2030W27H01:00 | 0 | 0 | 0 | 27.024 | 35 | 0 | 7.176
2030W27H02:00 | 0 | 0 | 0 | 24.478 | 35 | 0 | 5.382
2030W27H03:00 | 0 | 0 | 0 | 20.177 | 35 | 0 | 8.073
2030W27H04:00 | 0 | 0 | 0 | 21.967 | 35 | 0 | 8.073
2030W27H05:00 | 0 | 0 | 0 | 24.013 | 35 | 0.751 | 7.176
2030W27H06:00 | 0 | 0 | 0 | 12.155 | 35 | 34.24 | 4.485
2030W27H07:00 | 0 | 0 | 0 | 12.826 | 35 | 48.356 | 3.588
2030W27H08:00 | 0 | 0 | 0 | 3.668 | 35 | 52.913 | 15.249
2030W27H09:00 | 0 | 0 | 0 | 5.311 | 35 | 57.317 | 14.352
2030W27H10:00 | 0 | 0 | 0 | 3.154 | 35 | 59.672 | 19.734
2030W27H11:00 | 0 | 0 | 0 | 9.697 | 35 | 60.168 | 13.455
2030W27H12:00 | 0 | 0 | 0 | 2.884 | 35 | 60.97 | 16.146
2030W27H13:00 | 0 | 0 | 0 | 0 | 31.115 | 61.021 | 19.734
2030W27H14:00 | 0 | 0 | 0 | 0 | 21.39 | 58.768 | 23.322
2030W27H15:00 | 0 | 0 | 0 | 0 | 20.8404 | 57.113 | 32.292
2030W27H16:00 | 0 | 0 | 0 | 0 | 35 | 52.06 | 19.734
2030W27H17:00 | 0 | 0 | 0 | 13.459 | 35 | 41.648 | 26.013
2030W27H18:00 | 0 | 0 | 0 | 22.859 | 35 | 27.583 | 30.498
2030W27H19:00 | 3 | 0 | 0 | 46.643 | 35 | 0 | 27.807
2030W27H20:00 | 0 | 0 | 0 | 54.919 | 35 | 0 | 20.631
2030W27H21:00 | 0 | 0 | 0 | 52.044 | 35 | 0 | 16.146
2030W27H22:00 | 0 | 0 | 0 | 40.99 | 35 | 0 | 17.94
2030W27H23:00 | 0 | 0 | 0 | 32.767 | 35 | 0 | 17.043 | 2030W27 | 3 | 0 | 0 | 471.647 | 808.3454 | 672.58 | 377.637 | 2333.2094
2030W28H00:00 | 0 | 0 | 0 | 20.9 | 35 | 0 | 17.94
2030W28H01:00 | 0 | 0 | 0 | 12.914 | 35 | 0 | 16.146
2030W28H02:00 | 0 | 0 | 0 | 23.683 | 35 | 0 | 9.867
2030W28H03:00 | 0 | 0 | 0 | 18.981 | 35 | 0 | 6.279
2030W28H04:00 | 0 | 0 | 0 | 26.075 | 35 | 0 | 4.485
2030W28H05:00 | 0 | 0 | 0 | 24.847 | 35 | 0.7 | 8.073
2030W28H06:00 | 0 | 0 | 0 | 0 | 35 | 34.94 | 10.764
2030W28H07:00 | 0.6069 | 0 | 0 | 5.9271 | 35 | 44.499 | 9.867
2030W28H08:00 | 0 | 0 | 0 | 0 | 30.011 | 53.511 | 21.528
2030W28H09:00 | 0 | 0 | 0 | 0 | 28.896 | 56.464 | 26.91
2030W28H10:00 | 0 | 0 | 0 | 0 | 22.197 | 54.364 | 42.159
2030W28H11:00 | 0 | 0 | 0 | 0 | 13.769 | 58.017 | 37.674
2030W28H12:00 | 0 | 0 | 0 | 0 | 0 | 58.768 | 48.438
2030W28H13:00 | 0 | 0 | 0 | 0 | 3.8654 | 55.217 | 47.541
2030W28H14:00 | 0 | 0 | 0 | 0 | 8.092 | 55.917 | 38.571
2030W28H15:00 | 0 | 0 | 0 | 0 | 10.296 | 56.362 | 41.262
2030W28H16:00 | 0 | 0 | 0 | 0 | 9.881 | 48.356 | 43.953
2030W28H17:00 | 0 | 0 | 0 | 0 | 30.005 | 41.75 | 40.365
2030W28H18:00 | 0 | 0 | 0 | 14.961 | 35 | 26.679 | 35.88
2030W28H19:00 | 3 | 0 | 0 | 46.118 | 35 | 0 | 23.322
2030W28H20:00 | 0 | 0 | 0 | 58.199 | 35 | 0 | 20.631
2030W28H21:00 | 0 | 0 | 0 | 51.059 | 35 | 0 | 11.661
2030W28H22:00 | 0 | 0 | 0 | 52.889 | 35 | 0 | 2.691
2030W28H23:00 | 0 | 0 | 0 | 44.966 | 35 | 0 | 1.794 | 2030W28 | 3.6069 | 0 | 0 | 401.5191 | 647.0124 | 645.544 | 567.801 | 2265.4834
2030W29H00:00 | 0 | 0 | 0 | 32.943 | 35 | 0 | 0.897
2030W29H01:00 | 0 | 0 | 0 | 27.913 | 35 | 0 | 0.897
2030W29H02:00 | 0 | 0 | 0 | 23.503 | 35 | 0 | 0.897
2030W29H03:00 | 0 | 0 | 0 | 21.289 | 35 | 0 | 2.691
2030W29H04:00 | 0 | 0 | 0 | 23.349 | 35 | 0 | 2.691
2030W29H05:00 | 0 | 0 | 0 | 27.411 | 35 | 0 | 6.279
2030W29H06:00 | 0 | 0 | 0 | 6.317 | 35 | 34.138 | 4.485
2030W29H07:00 | 0 | 0 | 0 | 9.574 | 35 | 44.55 | 7.176
2030W29H08:00 | 0 | 0 | 0 | 0 | 29.309 | 53.46 | 20.631
2030W29H09:00 | 0 | 0 | 0 | 0 | 29.612 | 58.017 | 20.631
2030W29H10:00 | 0 | 0 | 0 | 0 | 24.282 | 58.119 | 24.219
2030W29H11:00 | 0 | 0 | 0 | 0 | 29.758 | 59.57 | 23.322
2030W29H12:00 | 0 | 0 | 0 | 0 | 20.387 | 58.119 | 28.704
2030W29H13:00 | 0 | 0 | 0 | 0 | 7.044 | 59.417 | 33.189
2030W29H14:00 | 0 | 0 | 0 | 0 | 4.337 | 58.768 | 40.365
2030W29H15:00 | 0 | 0 | 0 | 0 | 14.092 | 55.013 | 31.395
2030W29H16:00 | 0 | 0 | 0 | 0 | 26.1564 | 49.807 | 25.116
2030W29H17:00 | 0 | 0 | 0 | 8.121 | 35 | 41.597 | 23.322
2030W29H18:00 | 0 | 0 | 0 | 31.771 | 35 | 25.279 | 17.94
2030W29H19:00 | 0 | 0 | 0 | 63.849 | 35 | 0 | 11.661
2030W29H20:00 | 3 | 0 | 0 | 72.841 | 35 | 0 | 6.279
2030W29H21:00 | 0 | 0 | 0 | 63.606 | 35 | 0 | 1.794
2030W29H22:00 | 0 | 0 | 0 | 59.483 | 35 | 0 | 0.897
2030W29H23:00 | 0 | 0 | 0 | 44.033 | 35 | 0 | 0.897 | 2030W29 | 3 | 0 | 0 | 516.003 | 709.9774 | 655.854 | 336.375 | 2221.2094
2030W30H00:00 | 0 | 0 | 0 | 37.338 | 35 | 0 | 5.382
2030W30H01:00 | 0 | 0 | 0 | 19.512 | 35 | 0 | 12.558
2030W30H02:00 | 0 | 0 | 0 | 22.483 | 35 | 0 | 9.867
2030W30H03:00 | 0 | 0 | 0 | 16.867 | 35 | 0 | 8.073
2030W30H04:00 | 0 | 0 | 0 | 27.328 | 35 | 0 | 5.382
2030W30H05:00 | 0 | 0 | 0 | 31.211 | 35 | 0 | 6.279
2030W30H06:00 | 0 | 0 | 0 | 5.667 | 35 | 33.438 | 4.485
2030W30H07:00 | 0 | 0 | 0 | 13.43 | 35 | 47.503 | 0.897
2030W30H08:00 | 0 | 0 | 0 | 8.743 | 35 | 54.911 | 7.176
2030W30H09:00 | 0 | 0 | 0 | 14.587 | 35 | 58.513 | 8.97
2030W30H10:00 | 0 | 0 | 0 | 8.144 | 35 | 58.768 | 12.558
2030W30H11:00 | 0 | 0 | 0 | 5.856 | 35 | 60.27 | 10.764
2030W30H12:00 | 0 | 0 | 0 | 0 | 25.416 | 62.319 | 22.425
2030W30H13:00 | 0 | 0 | 0 | 0 | 27.312 | 58.017 | 29.601
2030W30H14:00 | 0 | 0 | 0 | 0 | 19.628 | 60.219 | 26.013
2030W30H15:00 | 0 | 0 | 0 | 0 | 33.9974 | 58.564 | 20.631
2030W30H16:00 | 0 | 0 | 0 | 0 | 35 | 51.258 | 24.219
2030W30H17:00 | 0 | 0 | 0 | 24.675 | 35 | 40.095 | 17.94
2030W30H18:00 | 3 | 0 | 0 | 29.533 | 35 | 23.026 | 20.631
2030W30H19:00 | 0 | 0 | 0 | 62.666 | 35 | 0 | 10.764
2030W30H20:00 | 0 | 0 | 0 | 68.161 | 35 | 0 | 6.279
2030W30H21:00 | 0 | 0 | 0 | 64.699 | 35 | 0 | 2.691
2030W30H22:00 | 0 | 0 | 0 | 58.346 | 35 | 0 | 1.794
2030W30H23:00 | 0 | 0 | 0 | 45.623 | 35 | 0 | 0.897 | 2030W30 | 3 | 0 | 0 | 564.869 | 806.3534 | 666.901 | 276.276 | 2317.3994
2030W31H00:00 | 0 | 0 | 0 | 13.602 | 35 | 0 | 21.528
2030W31H01:00 | 0 | 0 | 0 | 7.289 | 35 | 0 | 20.631
2030W31H02:00 | 0 | 0 | 0 | 11.274 | 35 | 0 | 16.146
2030W31H03:00 | 0 | 0 | 0 | 0.391 | 35 | 0 | 24.219
2030W31H04:00 | 0 | 0 | 0 | 2.863 | 35 | 0 | 27.807
2030W31H05:00 | 0 | 0 | 0 | 0 | 33.936 | 0 | 37.674
2030W31H06:00 | 0 | 0 | 0 | 0 | 0 | 35.64 | 42.63
2030W31H07:00 | 2.55 | 0 | 0 | 0 | 5.2 | 49.056 | 37.674
2030W31H08:00 | 0 | 0 | 0 | 0 | 0 | 54.262 | 48.438
2030W31H09:00 | 0 | 0 | 0 | 0 | 4.158 | 56.464 | 48.438
2030W31H10:00 | 0.085 | 0 | 0 | 0 | 2.249 | 59.366 | 53.82
2030W31H11:00 | 0 | 0 | 0 | 0 | 1.65 | 58.017 | 52.923
2030W31H12:00 | 0 | 0 | 0 | 0 | 6.11 | 60.97 | 53.82
2030W31H13:00 | 0 | 0 | 0 | 0 | 0 | 56.7 | 49.01
2030W31H14:00 | 0 | 0 | 0 | 0 | 0 | 58.119 | 37.5104
2030W31H15:00 | 0 | 0 | 0 | 0 | 0 | 58.819 | 45.411
2030W31H16:00 | 0 | 0 | 0 | 0 | 18.362 | 54.211 | 36.777
2030W31H17:00 | 0 | 0 | 0 | 0 | 34.574 | 45.25 | 34.086
2030W31H18:00 | 0 | 0 | 0 | 20.223 | 35 | 23.077 | 35.88
2030W31H19:00 | 0 | 0 | 0 | 41.76 | 35 | 0 | 35.88
2030W31H20:00 | 0 | 0 | 0 | 50.044 | 35 | 0 | 25.116
2030W31H21:00 | 3 | 0 | 0 | 51.587 | 35 | 0 | 17.043
2030W31H22:00 | 0 | 0 | 0 | 37.883 | 35 | 0 | 18.837
2030W31H23:00 | 0 | 0 | 0 | 23.769 | 35 | 0 | 20.631 | 2030W31 | 5.635 | 0 | 0 | 260.685 | 491.239 | 669.951 | 841.9294 | 2269.4394
2030W32H00:00 | 0 | 0 | 0 | 45.672 | 35 | 0 | 3.588
2030W32H01:00 | 0 | 0 | 0 | 36.192 | 35 | 0 | 3.588
2030W32H02:00 | 0 | 0 | 0 | 33.999 | 35 | 0 | 2.691
2030W32H03:00 | 0 | 0 | 0 | 33.752 | 35 | 0 | 3.588
2030W32H04:00 | 0 | 0 | 0 | 34.292 | 35 | 0 | 3.588
2030W32H05:00 | 0 | 0 | 0 | 37.089 | 35 | 0 | 2.691
2030W32H06:00 | 0 | 0 | 0 | 14.658 | 35 | 29.734 | 12.558
2030W32H07:00 | 0 | 0 | 0 | 17.55 | 35 | 41.648 | 14.352
2030W32H08:00 | 0 | 0 | 0 | 6.483 | 35 | 51.36 | 18.837
2030W32H09:00 | 0 | 0 | 0 | 19.781 | 35 | 55.662 | 18.837
2030W32H10:00 | 0 | 0 | 0 | 2.093 | 35 | 57.915 | 23.322
2030W32H11:00 | 0 | 0 | 0 | 3.554 | 35 | 57.419 | 27.807
2030W32H12:00 | 0 | 0 | 0 | 0 | 24.91 | 60.919 | 38.571
2030W32H13:00 | 0 | 0 | 0 | 0 | 25.56 | 57.915 | 40.365
2030W32H14:00 | 0 | 0 | 0 | 0 | 21.537 | 55.115 | 39.468
2030W32H15:00 | 0 | 0 | 0 | 0 | 25.297 | 54.809 | 37.674
2030W32H16:00 | 0 | 0 | 0 | 0 | 30.8574 | 49.654 | 39.468
2030W32H17:00 | 3 | 0 | 0 | 0.023 | 35 | 36.544 | 34.983
2030W32H18:00 | 0 | 0 | 0 | 48.566 | 35 | 18.571 | 26.013
2030W32H19:00 | 0 | 0 | 0 | 68.843 | 35 | 0 | 18.837
2030W32H20:00 | 0 | 0 | 0 | 70.107 | 35 | 0 | 17.043
2030W32H21:00 | 0 | 0 | 0 | 63.517 | 35 | 0 | 17.043
2030W32H22:00 | 0 | 0 | 0 | 53.214 | 35 | 0 | 16.146
2030W32H23:00 | 0 | 0 | 0 | 38.641 | 35 | 0 | 15.249 | 2030W32 | 3 | 0 | 0 | 628.026 | 793.1614 | 627.265 | 476.307 | 2527.7594
2030W33H00:00 | 0 | 0 | 0 | 15.931 | 35 | 0 | 15.249
2030W33H01:00 | 0 | 0 | 0 | 12.988 | 35 | 0 | 14.352
2030W33H02:00 | 0 | 0 | 0 | 10.781 | 35 | 0 | 15.249
2030W33H03:00 | 0 | 0 | 0 | 14.808 | 35 | 0 | 14.352
2030W33H04:00 | 0 | 0 | 0 | 11.824 | 35 | 0 | 16.146
2030W33H05:00 | 0 | 0 | 0 | 14.377 | 35 | 0 | 17.043
2030W33H06:00 | 0 | 0 | 0 | 11.965 | 35 | 14.116 | 15.249
2030W33H07:00 | 0 | 0 | 0 | 0 | 32.4334 | 43.15 | 16.146
2030W33H08:00 | 0.586 | 0 | 0 | 0 | 35 | 51.36 | 19.734
2030W33H09:00 | 0 | 0 | 0 | 0 | 28.37 | 52.162 | 21.528
2030W33H10:00 | 0 | 0 | 0 | 0 | 25.312 | 55.115 | 26.013
2030W33H11:00 | 0 | 0 | 0 | 0 | 28.765 | 55.064 | 29.601
2030W33H12:00 | 0 | 0 | 0 | 0 | 0.38341 | 60.868 | 48.438
2030W33H13:00 | 0 | 0 | 0 | 0 | 1.462 | 57.864 | 46.644
2030W33H14:00 | 0 | 0 | 0 | 0 | 3.238 | 57.113 | 42.159
2030W33H15:00 | 0 | 0 | 0 | 0 | 7.529 | 52.811 | 44.85
2030W33H16:00 | 0 | 0 | 0 | 0 | 13.322 | 46.803 | 49.335
2030W33H17:00 | 0 | 0 | 0 | 0 | 23.438 | 34.991 | 47.541
2030W33H18:00 | 0 | 0 | 0 | 25.598 | 35 | 13.365 | 36.777
2030W33H19:00 | 0 | 0 | 0 | 53.793 | 35 | 0 | 27.807
2030W33H20:00 | 3 | 0 | 0 | 66.223 | 35 | 0 | 9.867
2030W33H21:00 | 0 | 0 | 0 | 67.255 | 35 | 0 | 4.485
2030W33H22:00 | 0 | 0 | 0 | 54.625 | 35 | 0 | 4.485
2030W33H23:00 | 0 | 0 | 0 | 37.222 | 35 | 0 | 3.588 | 2030W33 | 3.586 | 0 | 0 | 397.39 | 654.2528 | 594.782 | 586.638 | 2236.6488
2030W34H00:00 | 0 | 0 | 0 | 14.627 | 35 | 0 | 17.043
2030W34H01:00 | 0 | 0 | 0 | 13.234 | 35 | 0 | 16.146
2030W34H02:00 | 0 | 0 | 0 | 12.308 | 35 | 0 | 14.352
2030W34H03:00 | 0 | 0 | 0 | 9.631 | 35 | 0 | 15.249
2030W34H04:00 | 0 | 0 | 0 | 8.323 | 35 | 0 | 18.837
2030W34H05:00 | 0 | 0 | 0 | 15.404 | 35 | 0 | 16.146
2030W34H06:00 | 0 | 0 | 0 | 24.737 | 35 | 1.451 | 14.352
2030W34H07:00 | 0 | 0 | 0 | 0 | 31.94 | 42.348 | 14.352
2030W34H08:00 | 0 | 0 | 0 | 0 | 21.958 | 50.609 | 26.013
2030W34H09:00 | 0 | 0 | 0 | 0 | 12.065 | 55.611 | 46.644
2030W34H10:00 | 0 | 0 | 0 | 0 | 5.194 | 56.515 | 47.541
2030W34H11:00 | 0 | 0 | 0 | 0 | 0 | 55.51 | 53.82
2030W34H12:00 | 2.1 | 0 | 0 | 0 | 0 | 49.887 | 52.923
2030W34H13:00 | 0 | 0 | 0 | 0 | 0 | 54.6 | 48.74
2030W34H14:00 | 0 | 0 | 0 | 0 | 0 | 42.092 | 57.408
2030W34H15:00 | 0 | 0 | 0 | 0 | 0 | 51.8 | 48.28
2030W34H16:00 | 0 | 0 | 0 | 0 | 0 | 52.009 | 51.001
2030W34H17:00 | 0 | 0 | 0 | 0 | 11.216 | 36.442 | 59.202
2030W34H18:00 | 0 | 0 | 0 | 8.746 | 35 | 5.957 | 54.717
2030W34H19:00 | 3 | 0 | 0 | 36.48 | 35 | 0 | 35.88
2030W34H20:00 | 0 | 0 | 0 | 55.043 | 35 | 0 | 27.807
2030W34H21:00 | 0 | 0 | 0 | 43.749 | 35 | 0 | 20.631
2030W34H22:00 | 0 | 0 | 0 | 36.117 | 35 | 0 | 17.043
2030W34H23:00 | 0 | 0 | 0 | 23.615 | 35 | 0 | 13.455 | 2030W34 | 5.1 | 0 | 0 | 302.014 | 537.373 | 554.831 | 787.582 | 2186.9
2030W35H00:00 | 0 | 0 | 0 | 28.219 | 35 | 0 | 2.691
2030W35H01:00 | 0 | 0 | 0 | 22.002 | 35 | 0 | 3.588
2030W35H02:00 | 3 | 0 | 0 | 11.343 | 35 | 0 | 9.867
2030W35H03:00 | 0 | 0 | 0 | 7.328 | 35 | 0 | 14.352
2030W35H04:00 | 0 | 0 | 0 | 7.301 | 35 | 0 | 15.249
2030W35H05:00 | 0 | 0 | 0 | 15.428 | 35 | 0 | 14.352
2030W35H06:00 | 0 | 0 | 0 | 32.741 | 35 | 1.451 | 12.558
2030W35H07:00 | 0 | 0 | 0 | 0 | 27.379 | 40.948 | 17.043
2030W35H08:00 | 0 | 0 | 0 | 0 | 23.973 | 53.46 | 18.837
2030W35H09:00 | 0 | 0 | 0 | 0 | 25.512 | 55.013 | 22.425
2030W35H10:00 | 0 | 0 | 0 | 0 | 17.295 | 59.264 | 29.601
2030W35H11:00 | 0 | 0 | 0 | 0 | 10.809 | 58.119 | 32.292
2030W35H12:00 | 0 | 0 | 0 | 0 | 9.188 | 59.417 | 31.395
2030W35H13:00 | 0 | 0 | 0 | 0 | 7.333 | 58.017 | 35.88
2030W35H14:00 | 0 | 0 | 0 | 0 | 2.537 | 57.317 | 34.086
2030W35H15:00 | 0 | 0 | 0 | 0 | 13.926 | 53.562 | 32.292
2030W35H16:00 | 0 | 0 | 0 | 0 | 0.85641 | 49.654 | 42.159
2030W35H17:00 | 0 | 0 | 0 | 0 | 32.807 | 33.438 | 40.365
2030W35H18:00 | 0 | 0 | 0 | 47.065 | 35 | 0 | 31.395
2030W35H19:00 | 0 | 0 | 0 | 42.638 | 35 | 0 | 23.322
2030W35H20:00 | 0 | 0 | 0 | 57.025 | 35 | 0 | 13.455
2030W35H21:00 | 0 | 0 | 0 | 49.38 | 35 | 0 | 8.97
2030W35H22:00 | 0 | 0 | 0 | 44.661 | 35 | 0 | 6.279
2030W35H23:00 | 0 | 0 | 0 | 31.195 | 35 | 0 | 4.485 | 2030W35 | 3 | 0 | 0 | 396.326 | 626.6154 | 579.66 | 496.938 | 2102.5394
2030W36H00:00 | 0 | 0 | 0 | 5.721 | 35 | 0 | 15.249
2030W36H01:00 | 0 | 0 | 0 | 4.332 | 35 | 0 | 12.558
2030W36H02:00 | 0 | 0 | 0 | 0.378 | 35 | 0 | 14.352
2030W36H03:00 | 0 | 0 | 0 | 2.655 | 35 | 0 | 13.455
2030W36H04:00 | 0 | 0 | 0 | 1.071 | 35 | 0 | 15.249
2030W36H05:00 | 0 | 0 | 0 | 0 | 31.773 | 0 | 27.807
2030W36H06:00 | 0 | 0 | 0 | 0 | 31.767 | 0.751 | 32.292
2030W36H07:00 | 0 | 0 | 0 | 0 | 7.474 | 43.85 | 34.086
2030W36H08:00 | 2.55 | 0 | 0 | 0 | 0 | 52.607 | 37.643
2030W36H09:00 | 0 | 0 | 0 | 0 | 0 | 51.1 | 43.9994
2030W36H10:00 | 0 | 0 | 0 | 0 | 0 | 54.6 | 40.85
2030W36H11:00 | 3 | 0 | 0 | 0 | 0 | 30.856 | 55.614
2030W36H12:00 | 0 | 0 | 0 | 0 | 0 | 52.5 | 35.6294
2030W36H13:00 | 0 | 0 | 0 | 0 | 0 | 37.634 | 52.026
2030W36H14:00 | 0 | 0 | 0 | 0 | 0 | 50.507 | 34.123
2030W36H15:00 | 0 | 0 | 0 | 0 | 0 | 50.558 | 32.132
2030W36H16:00 | 0 | 0 | 0 | 0 | 0 | 38.5 | 46.5
2030W36H17:00 | 0 | 0 | 0 | 0 | 2.668 | 26.081 | 56.511
2030W36H18:00 | 0.755 | 0 | 0 | 0 | 35 | 0 | 49.335
2030W36H19:00 | 2.245 | 0 | 0 | 20.558 | 35 | 0 | 36.777
2030W36H20:00 | 0 | 0 | 0 | 35.341 | 35 | 0 | 24.219
2030W36H21:00 | 0 | 0 | 0 | 25.843 | 35 | 0 | 18.837
2030W36H22:00 | 0 | 0 | 0 | 9.989 | 35 | 0 | 20.631
2030W36H23:00 | 0 | 0 | 0 | 3.578 | 35 | 0 | 23.322 | 2030W36 | 8.55 | 0 | 0 | 109.466 | 458.682 | 489.544 | 773.1968 | 1839.4388
2030W37H00:00 | 0 | 0 | 0 | 0 | 6.643 | 0 | 45.747
2030W37H01:00 | 0 | 0 | 0 | 0 | 6.895 | 0 | 40.365
2030W37H02:00 | 0 | 0 | 0 | 0 | 0 | 0 | 46.644
2030W37H03:00 | 0 | 0 | 0 | 0 | 0 | 0 | 49.87
2030W37H04:00 | 0 | 0 | 0 | 0 | 0 | 0 | 48.8154
2030W37H05:00 | 2.857 | 0 | 0 | 0 | 0 | 0 | 52.923
2030W37H06:00 | 0.143 | 0 | 0 | 0 | 10.894 | 0.751 | 59.202
2030W37H07:00 | 0 | 0 | 0 | 0 | 0 | 38.695 | 48.525
2030W37H08:00 | 0 | 0 | 0 | 0 | 0 | 49.005 | 41.895
2030W37H09:00 | 0 | 0 | 0 | 0 | 0 | 11.108 | 77.142
2030W37H10:00 | 0 | 0 | 0 | 0 | 0 | 13.647 | 79.833
2030W37H11:00 | 0 | 0 | 0 | 0 | 0 | 51.1 | 45.69
2030W37H12:00 | 0 | 0 | 0 | 0 | 0 | 51.958 | 35.952
2030W37H13:00 | 0 | 0 | 0 | 0 | 0 | 52.964 | 26.726
2030W37H14:00 | 0 | 0 | 0 | 0 | 0 | 22.984 | 60.996
2030W37H15:00 | 0 | 0 | 0 | 0 | 0 | 46.001 | 35.739
2030W37H16:00 | 0 | 0 | 0 | 0 | 0 | 37.1 | 47.2994
2030W37H17:00 | 0 | 0 | 0 | 0 | 0 | 23.726 | 65.814
2030W37H18:00 | 0 | 0 | 0 | 0 | 32.272 | 0 | 57.408
2030W37H19:00 | 3 | 0 | 0 | 3.517 | 35 | 0 | 52.923
2030W37H20:00 | 0 | 0 | 0 | 21.442 | 35 | 0 | 30.498
2030W37H21:00 | 0 | 0 | 0 | 0 | 31.882 | 0 | 48.438
2030W37H22:00 | 0 | 0 | 0 | 0 | 26.195 | 0 | 40.365
2030W37H23:00 | 0 | 0 | 0 | 0 | 9.85 | 0 | 44.85 | 2030W37 | 6 | 0 | 0 | 24.959 | 194.631 | 399.039 | 1183.6598 | 1808.2888
2030W38H00:00 | 0 | 0 | 0 | 12.331 | 35 | 0 | 6.279
2030W38H01:00 | 0 | 0 | 0 | 15.195 | 35 | 0 | 4.485
2030W38H02:00 | 0 | 0 | 0 | 12.715 | 35 | 0 | 4.485
2030W38H03:00 | 0 | 0 | 0 | 6.376 | 35 | 0 | 10.764
2030W38H04:00 | 0 | 0 | 0 | 0 | 33.031 | 0 | 24.219
2030W38H05:00 | 0 | 0 | 0 | 3.329 | 35 | 0 | 20.631
2030W38H06:00 | 2.55 | 0 | 0 | 16.485 | 35 | 0.751 | 19.734
2030W38H07:00 | 0 | 0 | 0 | 0 | 34.858 | 33.387 | 22.425
2030W38H08:00 | 0 | 0 | 0 | 0 | 30.027 | 41.648 | 22.425
2030W38H09:00 | 0 | 0 | 0 | 0 | 23.444 | 47.656 | 26.91
2030W38H10:00 | 0 | 0 | 0 | 0 | 31.436 | 49.858 | 16.146
2030W38H11:00 | 0 | 0 | 0 | 0 | 21.652 | 49.005 | 26.013
2030W38H12:00 | 0 | 0 | 0 | 0 | 24.008 | 45.25 | 23.322
2030W38H13:00 | 0 | 0 | 0 | 0 | 14.777 | 45.301 | 32.292
2030W38H14:00 | 0 | 0 | 0 | 0 | 13.466 | 45.454 | 26.91
2030W38H15:00 | 0 | 0 | 0 | 0 | 4.0044 | 40.795 | 35.88
2030W38H16:00 | 0 | 0 | 0 | 0 | 24.569 | 29.034 | 36.777
2030W38H17:00 | 3 | 0 | 0 | 17.451 | 35 | 13.416 | 26.013
2030W38H18:00 | 0 | 0 | 0 | 42.817 | 35 | 0 | 17.043
2030W38H19:00 | 0 | 0 | 0 | 60.42 | 35 | 0 | 8.97
2030W38H20:00 | 0 | 0 | 0 | 50.137 | 35 | 0 | 8.073
2030W38H21:00 | 0 | 0 | 0 | 43.314 | 35 | 0 | 7.176
2030W38H22:00 | 0 | 0 | 0 | 22.667 | 35 | 0 | 8.073
2030W38H23:00 | 0 | 0 | 0 | 21.641 | 35 | 0 | 6.279 | 2030W38 | 5.55 | 0 | 0 | 324.878 | 710.2724 | 441.555 | 441.324 | 1923.5794
2030W39H00:00 | 0 | 0 | 0 | 14.112 | 35 | 0 | 3.588
2030W39H01:00 | 0 | 0 | 0 | 9.671 | 35 | 0 | 6.279
2030W39H02:00 | 0 | 0 | 0 | 10.189 | 35 | 0 | 2.691
2030W39H03:00 | 0 | 0 | 0 | 11.446 | 35 | 0 | 1.794
2030W39H04:00 | 0 | 0 | 0 | 10.266 | 35 | 0 | 1.794
2030W39H05:00 | 0 | 0 | 0 | 19.629 | 35 | 0 | 2.691
2030W39H06:00 | 0 | 0 | 0 | 35.266 | 35 | 0.7 | 1.794
2030W39H07:00 | 0 | 0 | 0 | 9.568 | 35 | 30.485 | 0.897
2030W39H08:00 | 0 | 0 | 0 | 12.622 | 35 | 40.197 | 2.691
2030W39H09:00 | 0 | 0 | 0 | 9.106 | 35 | 43.952 | 5.382
2030W39H10:00 | 0 | 0 | 0 | 0 | 31.575 | 48.254 | 11.661
2030W39H11:00 | 0 | 0 | 0 | 0 | 27.199 | 47.503 | 12.558
2030W39H12:00 | 0 | 0 | 0 | 0 | 22.588 | 46.752 | 17.94
2030W39H13:00 | 0 | 0 | 0 | 0 | 17.742 | 45.454 | 19.734
2030W39H14:00 | 0 | 0 | 0 | 0 | 0 | 42.997 | 34.983
2030W39H15:00 | 0 | 0 | 0 | 0 | 3.7394 | 39.446 | 37.674
2030W39H16:00 | 0 | 0 | 0 | 0 | 12.487 | 31.236 | 36.777
2030W39H17:00 | 3 | 0 | 0 | 1.859 | 35 | 9.661 | 35.88
2030W39H18:00 | 0 | 0 | 0 | 20.384 | 35 | 0 | 34.086
2030W39H19:00 | 0 | 0 | 0 | 38.826 | 35 | 0 | 19.734
2030W39H20:00 | 0 | 0 | 0 | 34.558 | 35 | 0 | 14.352
2030W39H21:00 | 0 | 0 | 0 | 28.349 | 35 | 0 | 11.661
2030W39H22:00 | 0 | 0 | 0 | 20.923 | 35 | 0 | 9.867
2030W39H23:00 | 0 | 0 | 0 | 18.001 | 35 | 0 | 6.279 | 2030W39 | 3 | 0 | 0 | 304.775 | 710.3304 | 426.637 | 332.787 | 1777.5294
2030W40H00:00 | 0 | 0 | 0 | 0 | 31.401 | 0 | 15.249
2030W40H01:00 | 0 | 0 | 0 | 0 | 29.541 | 0 | 15.249
2030W40H02:00 | 0 | 0 | 0 | 0 | 30.808 | 0 | 14.352
2030W40H03:00 | 0 | 0 | 0 | 0 | 17.457 | 0 | 26.013
2030W40H04:00 | 0 | 0 | 0 | 0 | 15.986 | 0 | 28.704
2030W40H05:00 | 0 | 0 | 0 | 0 | 25.587 | 0 | 26.013
2030W40H06:00 | 0 | 0 | 0 | 0 | 27.39 | 0 | 35.88
2030W40H07:00 | 0 | 0 | 0 | 0 | 7.942 | 34.94 | 30.498
2030W40H08:00 | 0 | 0 | 0 | 0 | 0 | 41.707 | 34.983
2030W40H09:00 | 0 | 0 | 0 | 0 | 0 | 46.9 | 36.87
2030W40H10:00 | 0 | 0 | 0 | 0 | 0 | 33 | 44.85
2030W40H11:00 | 0 | 0 | 0 | 0 | 0 | 27.967 | 52.923
2030W40H12:00 | 0 | 0 | 0 | 0 | 0 | 24.892 | 48.438
2030W40H13:00 | 0 | 0 | 0 | 0 | 0 | 49 | 22.34
2030W40H14:00 | 0 | 0 | 0 | 0 | 0 | 28.084 | 43.056
2030W40H15:00 | 0 | 0 | 0 | 0 | 0 | 43.748 | 26.0814
2030W40H16:00 | 0 | 0 | 0 | 0 | 1.45 | 32.738 | 41.262
2030W40H17:00 | 0.809 | 0 | 0 | 0 | 35 | 0.751 | 35.88
2030W40H18:00 | 0 | 0 | 0 | 5.974 | 35 | 0 | 34.086
2030W40H19:00 | 2.191 | 0 | 0 | 27.492 | 35 | 0 | 18.837
2030W40H20:00 | 0 | 0 | 0 | 18.449 | 35 | 0 | 20.631
2030W40H21:00 | 0 | 0 | 0 | 4.538 | 35 | 0 | 23.322
2030W40H22:00 | 0 | 0 | 0 | 0 | 33.361 | 0 | 24.219
2030W40H23:00 | 0 | 0 | 0 | 0 | 23.91 | 0 | 26.91 | 2030W40 | 3 | 0 | 0 | 56.453 | 419.833 | 363.727 | 726.6464 | 1569.6594
2030W41H00:00 | 0 | 0 | 0 | 0 | 28.09 | 0 | 17.94
2030W41H01:00 | 0 | 0 | 0 | 0 | 26.851 | 0 | 15.249
2030W41H02:00 | 0 | 0 | 0 | 0 | 23.474 | 0 | 16.146
2030W41H03:00 | 0 | 0 | 0 | 0 | 26.242 | 0 | 12.558
2030W41H04:00 | 0 | 0 | 0 | 0 | 34.3464 | 0 | 8.073
2030W41H05:00 | 0 | 0 | 0 | 10.027 | 35 | 0 | 8.073
2030W41H06:00 | 3 | 0 | 0 | 12.903 | 35 | 0 | 9.867
2030W41H07:00 | 0 | 0 | 0 | 2.22 | 35 | 28.334 | 7.176
2030W41H08:00 | 0 | 0 | 0 | 0 | 30.907 | 34.94 | 8.073
2030W41H09:00 | 0 | 0 | 0 | 0 | 10.843 | 42.399 | 21.528
2030W41H10:00 | 0 | 0 | 0 | 0 | 2.519 | 45.199 | 32.292
2030W41H11:00 | 0 | 0 | 0 | 0 | 0 | 36.022 | 39.468
2030W41H12:00 | 0 | 0 | 0 | 0 | 0 | 30.601 | 42.159
2030W41H13:00 | 0 | 0 | 0 | 0 | 0 | 42.997 | 24.833
2030W41H14:00 | 0 | 0 | 0 | 0 | 0 | 41.597 | 29.3324
2030W41H15:00 | 0 | 0 | 0 | 0 | 0 | 36.391 | 36.049
2030W41H16:00 | 0 | 0 | 0 | 0 | 14.415 | 25.33 | 31.395
2030W41H17:00 | 0 | 0 | 0 | 6.596 | 35 | 0 | 28.704
2030W41H18:00 | 3 | 0 | 0 | 18.367 | 35 | 0 | 17.043
2030W41H19:00 | 0 | 0 | 0 | 34.988 | 35 | 0 | 5.382
2030W41H20:00 | 0 | 0 | 0 | 33.036 | 35 | 0 | 1.794
2030W41H21:00 | 0 | 0 | 0 | 22.615 | 35 | 0 | 4.485
2030W41H22:00 | 0 | 0 | 0 | 13.461 | 35 | 0 | 6.279
2030W41H23:00 | 0 | 0 | 0 | 5.907 | 35 | 0 | 8.073 | 2030W41 | 6 | 0 | 0 | 160.12 | 547.6874 | 363.81 | 431.9714 | 1509.5888
2030W42H00:00 | 0 | 0 | 0 | 0 | 25.565 | 0 | 13.455
2030W42H01:00 | 0 | 0 | 0 | 0 | 30.909 | 0 | 11.661
2030W42H02:00 | 0 | 0 | 0 | 0 | 24.115 | 0 | 13.455
2030W42H03:00 | 0 | 0 | 0 | 0 | 17.766 | 0 | 19.734
2030W42H04:00 | 0 | 0 | 0 | 0 | 27.392 | 0 | 12.558
2030W42H05:00 | 0 | 0 | 0 | 0 | 29.8934 | 0 | 16.146
2030W42H06:00 | 3 | 0 | 0 | 13.891 | 35 | 0 | 6.279
2030W42H07:00 | 0 | 0 | 0 | 11.239 | 35 | 5.957 | 10.764
2030W42H08:00 | 0 | 0 | 0 | 0 | 23.355 | 39.344 | 11.661
2030W42H09:00 | 0 | 0 | 0 | 0 | 6.019 | 42.399 | 23.322
2030W42H10:00 | 0 | 0 | 0 | 0 | 0 | 46.854 | 23.956
2030W42H11:00 | 0 | 0 | 0 | 0 | 0 | 46.803 | 24.937
2030W42H12:00 | 0 | 0 | 0 | 0 | 0 | 13.395 | 49.335
2030W42H13:00 | 0 | 0 | 0 | 0 | 0 | 43.4 | 21.8894
2030W42H14:00 | 0 | 0 | 0 | 0 | 0 | 37.1 | 26.78
2030W42H15:00 | 0 | 0 | 0 | 0 | 0 | 34.3 | 25.42
2030W42H16:00 | 0 | 0 | 0 | 0 | 0 | 21 | 45.25
2030W42H17:00 | 0 | 0 | 0 | 0 | 34.198 | 0 | 32.292
2030W42H18:00 | 0 | 0 | 0 | 10.212 | 35 | 0 | 21.528
2030W42H19:00 | 3 | 0 | 0 | 17.584 | 35 | 0 | 16.146
2030W42H20:00 | 0 | 0 | 0 | 6.841 | 35 | 0 | 24.219
2030W42H21:00 | 0 | 0 | 0 | 0 | 27.983 | 0 | 27.807
2030W42H22:00 | 0 | 0 | 0 | 0 | 26.769 | 0 | 20.631
2030W42H23:00 | 0 | 0 | 0 | 0 | 17.18 | 0 | 26.91 | 2030W42 | 6 | 0 | 0 | 59.767 | 466.1444 | 330.552 | 526.1354 | 1388.5988
2030W43H00:00 | 0 | 0 | 0 | 0 | 9.716 | 0 | 28.704
2030W43H01:00 | 0 | 0 | 0 | 0 | 15.396 | 0 | 19.734
2030W43H02:00 | 0 | 0 | 0 | 0 | 13.852 | 0 | 21.528
2030W43H03:00 | 0 | 0 | 0 | 0 | 17.777 | 0 | 17.043
2030W43H04:00 | 0 | 0 | 0 | 0 | 12.421 | 0 | 24.219
2030W43H05:00 | 0 | 0 | 0 | 0 | 19.101 | 0 | 24.219
2030W43H06:00 | 0 | 0 | 0 | 0 | 33.557 | 0 | 17.043
2030W43H07:00 | 3 | 0 | 0 | 3.429 | 35 | 1.502 | 15.249
2030W43H08:00 | 0 | 0 | 0 | 0 | 15.796 | 35.742 | 14.352
2030W43H09:00 | 0 | 0 | 0 | 0 | 7.465 | 37.295 | 17.94
2030W43H10:00 | 0 | 0 | 0 | 0 | 0 | 42.978 | 23.322
2030W43H11:00 | 0 | 0 | 0 | 0 | 0 | 26.747 | 34.983
2030W43H12:00 | 2.55 | 0 | 0 | 0 | 0 | 24.119 | 38.571
2030W43H13:00 | 0 | 0 | 0 | 0 | 0 | 18.2664 | 43.953
2030W43H14:00 | 0 | 0 | 0 | 0 | 0 | 17.454 | 43.056
2030W43H15:00 | 0 | 0 | 0 | 0 | 0 | 23.825 | 31.395
2030W43H16:00 | 0 | 0 | 0 | 0 | 5.107 | 19.271 | 32.292
2030W43H17:00 | 0 | 0 | 0 | 0 | 29.002 | 0 | 30.498
2030W43H18:00 | 0 | 0 | 0 | 15.165 | 35 | 0 | 13.455
2030W43H19:00 | 0 | 0 | 0 | 12.104 | 35 | 0 | 16.146
2030W43H20:00 | 3 | 0 | 0 | 3.897 | 35 | 0 | 17.043
2030W43H21:00 | 0 | 0 | 0 | 0 | 32.7484 | 0 | 20.631
2030W43H22:00 | 0 | 0 | 0 | 0 | 27.279 | 0 | 20.631
2030W43H23:00 | 0 | 0 | 0 | 0 | 19.862 | 0 | 21.528 | 2030W43 | 8.55 | 0 | 0 | 34.595 | 399.0794 | 247.1994 | 587.535 | 1276.9588
2030W44H00:00 | 0 | 0 | 0 | 0 | 2.637 | 0 | 34.983
2030W44H01:00 | 0 | 0 | 0 | 0 | 0 | 0 | 37.74
2030W44H02:00 | 0 | 0 | 0 | 0 | 1.012 | 0 | 30.498
2030W44H03:00 | 2.55 | 0 | 0 | 0 | 0.879 | 0 | 29.601
2030W44H04:00 | 0 | 0 | 0 | 0 | 8.695 | 0 | 22.425
2030W44H05:00 | 0 | 0 | 0 | 0 | 8.018 | 0 | 23.322
2030W44H06:00 | 0 | 0 | 0 | 0 | 20.477 | 0 | 17.043
2030W44H07:00 | 0 | 0 | 0 | 0 | 30.934 | 1.451 | 13.455
2030W44H08:00 | 0 | 0 | 0 | 0 | 0 | 28.389 | 20.631
2030W44H09:00 | 0 | 0 | 0 | 0 | 0 | 40.146 | 17.684
2030W44H10:00 | 0 | 0 | 0 | 0 | 0 | 20.229 | 38.571
2030W44H11:00 | 0 | 0 | 0 | 0 | 0 | 44.55 | 15.52
2030W44H12:00 | 0 | 0 | 0 | 0 | 0 | 39.2 | 17.34
2030W44H13:00 | 0 | 0 | 0 | 0 | 0 | 39.9 | 15.5894
2030W44H14:00 | 0 | 0 | 0 | 0 | 0 | 36.4 | 11.62
2030W44H15:00 | 0 | 0 | 0 | 0 | 0 | 7.248 | 41.262
2030W44H16:00 | 0 | 0 | 0 | 0 | 0 | 12.513 | 36.777
2030W44H17:00 | 3 | 0 | 0 | 0 | 20.657 | 0 | 26.013
2030W44H18:00 | 0 | 0 | 0 | 0 | 28.347 | 0 | 26.013
2030W44H19:00 | 0 | 0 | 0 | 0 | 22.134 | 0 | 34.086
2030W44H20:00 | 0 | 0 | 0 | 0 | 18.184 | 0 | 34.086
2030W44H21:00 | 0 | 0 | 0 | 0 | 16.363 | 0 | 36.777
2030W44H22:00 | 0 | 0 | 0 | 0 | 6.283 | 0 | 36.777
2030W44H23:00 | 0 | 0 | 0 | 0 | 3.02 | 0 | 35.88 | 2030W44 | 5.55 | 0 | 0 | 0 | 187.64 | 270.026 | 653.6934 | 1116.9094
2030W45H00:00 | 0 | 0 | 0 | 0 | 0 | 0 | 34.9
2030W45H01:00 | 0 | 0 | 0 | 0 | 0 | 0 | 32.12
2030W45H02:00 | 0 | 0 | 0 | 0 | 0 | 0 | 30.7894
2030W45H03:00 | 0 | 0 | 0 | 0 | 0 | 0 | 29.89
2030W45H04:00 | 0 | 0 | 0 | 0 | 0 | 0 | 33.06
2030W45H05:00 | 2.55 | 0 | 0 | 0 | 3.114 | 0 | 25.116
2030W45H06:00 | 0 | 0 | 0 | 0 | 0 | 0 | 38.33
2030W45H07:00 | 3 | 0 | 0 | 0 | 19.731 | 0.751 | 21.528
2030W45H08:00 | 0 | 0 | 0 | 0 | 0 | 20.0174 | 32.292
2030W45H09:00 | 0 | 0 | 0 | 0 | 0 | 36.4 | 19.44
2030W45H10:00 | 0 | 0 | 0 | 0 | 0 | 39.9 | 17.64
2030W45H11:00 | 0 | 0 | 0 | 0 | 0 | 43.952 | 13.558
2030W45H12:00 | 0 | 0 | 0 | 0 | 0 | 2.652 | 49.668
2030W45H13:00 | 0 | 0 | 0 | 0 | 0 | 42 | 11.97
2030W45H14:00 | 0 | 0 | 0 | 0 | 0 | 37.193 | 17.507
2030W45H15:00 | 0 | 0 | 0 | 0 | 0 | 30.8 | 19.87
2030W45H16:00 | 0 | 0 | 0 | 0 | 0 | 14.867 | 36.943
2030W45H17:00 | 3 | 0 | 0 | 0 | 10.982 | 0 | 39.468
2030W45H18:00 | 0 | 0 | 0 | 0 | 13.088 | 0 | 41.262
2030W45H19:00 | 0 | 0 | 0 | 0 | 8.375 | 0 | 49.335
2030W45H20:00 | 0 | 0 | 0 | 0 | 0 | 0 | 59.03
2030W45H21:00 | 2.55 | 0 | 0 | 0 | 11.008 | 0 | 41.262
2030W45H22:00 | 0 | 0 | 0 | 0 | 0 | 0 | 44.43
2030W45H23:00 | 0 | 0 | 0 | 0 | 0 | 0 | 38.69 | 2030W45 | 11.1 | 0 | 0 | 0 | 66.298 | 268.5324 | 778.0984 | 1124.0288
2030W46H00:00 | 0 | 0 | 0 | 0 | 20.279 | 0 | 20.631
2030W46H01:00 | 0 | 0 | 0 | 0 | 7.91 | 0 | 26.91
2030W46H02:00 | 0 | 0 | 0 | 0 | 3.486 | 0 | 28.704
2030W46H03:00 | 0 | 0 | 0 | 0 | 10.542 | 0 | 21.528
2030W46H04:00 | 0 | 0 | 0 | 0 | 3.933 | 0 | 27.807
2030W46H05:00 | 0 | 0 | 0 | 0 | 3.032 | 0 | 30.498
2030W46H06:00 | 0 | 0 | 0 | 0 | 17.615 | 0 | 22.425
2030W46H07:00 | 0 | 0 | 0 | 0 | 22.903 | 0.751 | 25.116
2030W46H08:00 | 0 | 0 | 0 | 0 | 0 | 21.203 | 36.777
2030W46H09:00 | 0 | 0 | 0 | 0 | 0 | 39.395 | 21.735
2030W46H10:00 | 0 | 0 | 0 | 0 | 0 | 36.4 | 26.77
2030W46H11:00 | 0 | 0 | 0 | 0 | 0 | 6.87 | 53.82
2030W46H12:00 | 0 | 0 | 0 | 0 | 0 | 39.2 | 19.54
2030W46H13:00 | 0 | 0 | 0 | 0 | 0 | 4.803 | 54.717
2030W46H14:00 | 0 | 0 | 0 | 0 | 0 | 30.8 | 30.76
2030W46H15:00 | 0 | 0 | 0 | 0 | 0 | 27.3 | 29.6494
2030W46H16:00 | 0 | 0 | 0 | 0 | 13.315 | 3.704 | 38.571
2030W46H17:00 | 0 | 0 | 0 | 0 | 30.052 | 0 | 30.498
2030W46H18:00 | 3 | 0 | 0 | 1.907 | 35 | 0 | 26.013
2030W46H19:00 | 0 | 0 | 0 | 6.428 | 35 | 0 | 23.322
2030W46H20:00 | 0 | 0 | 0 | 0 | 35 | 0 | 32.292
2030W46H21:00 | 0 | 0 | 0 | 4.651 | 35 | 0 | 24.219
2030W46H22:00 | 0.9197 | 0 | 0 | 10.1833 | 35 | 0 | 9.867
2030W46H23:00 | 0 | 0 | 0 | 0 | 20.191 | 0 | 24.219 | 2030W46 | 3.9197 | 0 | 0 | 23.1693 | 328.258 | 210.426 | 686.3884 | 1252.1614
2030W47H00:00 | 0 | 0 | 0 | 0 | 14.816 | 0 | 28.704
2030W47H01:00 | 0 | 0 | 0 | 0 | 13.148 | 0 | 23.322
2030W47H02:00 | 0 | 0 | 0 | 0 | 16.057 | 0 | 17.043
2030W47H03:00 | 0 | 0 | 0 | 0 | 14.05 | 0 | 17.94
2030W47H04:00 | 0 | 0 | 0 | 0 | 14.033 | 0 | 18.837
2030W47H05:00 | 0 | 0 | 0 | 0 | 21.105 | 0 | 13.455
2030W47H06:00 | 0 | 0 | 0 | 0 | 19.5484 | 0 | 20.631
2030W47H07:00 | 3 | 0 | 0 | 4.366 | 35 | 0.7 | 10.764
2030W47H08:00 | 0 | 0 | 0 | 0 | 15.705 | 26.73 | 13.455
2030W47H09:00 | 0 | 0 | 0 | 0 | 10.977 | 33.387 | 16.146
2030W47H10:00 | 0 | 0 | 0 | 0 | 1.233 | 35.793 | 28.704
2030W47H11:00 | 0 | 0 | 0 | 0 | 2.84 | 36.442 | 21.528
2030W47H12:00 | 0 | 0 | 0 | 0 | 0 | 37.842 | 25.188
2030W47H13:00 | 2.1 | 0 | 0 | 0 | 0 | 35.64 | 21.57
2030W47H14:00 | 0 | 0 | 0 | 0 | 0 | 28 | 32.54
2030W47H15:00 | 0 | 0 | 0 | 0 | 3.001 | 25.979 | 26.91
2030W47H16:00 | 0 | 0 | 0 | 0 | 29.758 | 0 | 23.322
2030W47H17:00 | 0.15 | 0 | 0 | 0 | 35 | 0 | 26.91
2030W47H18:00 | 2.85 | 0 | 0 | 1.585 | 35 | 0 | 22.425
2030W47H19:00 | 0 | 0 | 0 | 0.325 | 35 | 0 | 31.395
2030W47H20:00 | 0 | 0 | 0 | 8 | 35 | 0 | 26.91
2030W47H21:00 | 0 | 0 | 0 | 10.557 | 35 | 0 | 17.043
2030W47H22:00 | 0 | 0 | 0 | 4.881 | 35 | 0 | 15.249
2030W47H23:00 | 0 | 0 | 0 | 1.032 | 35 | 0 | 12.558 | 2030W47 | 8.1 | 0 | 0 | 30.746 | 456.2714 | 260.513 | 512.549 | 1268.1794
2030W48H00:00 | 0 | 0 | 0 | 0 | 9.983 | 0 | 27.807
2030W48H01:00 | 0 | 0 | 0 | 0 | 5.352 | 0 | 30.498
2030W48H02:00 | 0 | 0 | 0 | 0 | 1.285 | 0 | 31.395
2030W48H03:00 | 0 | 0 | 0 | 0 | 0 | 0 | 35.05
2030W48H04:00 | 0 | 0 | 0 | 0 | 5.354 | 0 | 25.116
2030W48H05:00 | 0 | 0 | 0 | 0 | 0 | 0 | 33.189
2030W48H06:00 | 2.9487 | 0 | 0 | 0 | 2.5324 | 0 | 33.189
2030W48H07:00 | 0 | 0 | 0 | 0 | 23.677 | 0 | 26.013
2030W48H08:00 | 0 | 0 | 0 | 0 | 0 | 26.196 | 28.704
2030W48H09:00 | 0 | 0 | 0 | 0 | 0 | 34.138 | 24.802
2030W48H10:00 | 0 | 0 | 0 | 0 | 0 | 36.442 | 21.528
2030W48H11:00 | 0 | 0 | 0 | 0 | 0 | 34.889 | 18.861
2030W48H12:00 | 0 | 0 | 0 | 0 | 0 | 35.793 | 23.367
2030W48H13:00 | 0 | 0 | 0 | 0 | 0 | 34.138 | 18.972
2030W48H14:00 | 0 | 0 | 0 | 0 | 0 | 27.583 | 27.8964
2030W48H15:00 | 0 | 0 | 0 | 0 | 0 | 21.735 | 31.395
2030W48H16:00 | 3 | 0 | 0 | 0 | 16.995 | 0 | 31.395
2030W48H17:00 | 0 | 0 | 0 | 0 | 22.185 | 0 | 31.395
2030W48H18:00 | 0 | 0 | 0 | 0 | 23.964 | 0 | 34.086
2030W48H19:00 | 0 | 0 | 0 | 0 | 30.897 | 0 | 26.013
2030W48H20:00 | 0 | 0 | 0 | 0 | 27.097 | 0 | 34.983
2030W48H21:00 | 0 | 0 | 0 | 0 | 16.218 | 0 | 41.262
2030W48H22:00 | 0 | 0 | 0 | 0 | 14.239 | 0 | 38.571
2030W48H23:00 | 0 | 0 | 0 | 0 | 7.523 | 0 | 36.777 | 2030W48 | 5.9486 | 0 | 0 | 0 | 207.3014 | 250.914 | 712.2644 | 1176.4284
2030W49H00:00 | 0 | 0 | 0 | 0 | 16.401 | 0 | 24.219
2030W49H01:00 | 0 | 0 | 0 | 0 | 8.187 | 0 | 26.013
2030W49H02:00 | 0 | 0 | 0 | 0 | 6.697 | 0 | 26.013
2030W49H03:00 | 0 | 0 | 0 | 0 | 2.846 | 0 | 28.704
2030W49H04:00 | 0 | 0 | 0 | 0 | 1.429 | 0 | 29.601
2030W49H05:00 | 0 | 0 | 0 | 0 | 7.574 | 0 | 25.116
2030W49H06:00 | 0 | 0 | 0 | 0 | 12.927 | 0 | 26.013
2030W49H07:00 | 0 | 0 | 0 | 0 | 21.314 | 0 | 25.116
2030W49H08:00 | 0 | 0 | 0 | 0 | 1.628 | 29.632 | 26.91
2030W49H09:00 | 0 | 0 | 0 | 0 | 4.62 | 33.438 | 23.322
2030W49H10:00 | 0 | 0 | 0 | 0 | 0 | 27.5804 | 33.189
2030W49H11:00 | 0 | 0 | 0 | 0 | 0 | 38.746 | 21.744
2030W49H12:00 | 0 | 0 | 0 | 0 | 0 | 37.1 | 22.79
2030W49H13:00 | 0 | 0 | 0 | 0 | 0 | 42.348 | 14.532
2030W49H14:00 | 0 | 0 | 0 | 0 | 0.868 | 34.291 | 20.631
2030W49H15:00 | 0 | 0 | 0 | 0 | 4.185 | 28.983 | 23.322
2030W49H16:00 | 0 | 0 | 0 | 0 | 32.596 | 0 | 19.734
2030W49H17:00 | 0 | 0 | 0 | 8.791 | 35 | 0 | 15.249
2030W49H18:00 | 3 | 0 | 0 | 7.698 | 35 | 0 | 14.352
2030W49H19:00 | 0 | 0 | 0 | 13.721 | 35 | 0 | 15.249
2030W49H20:00 | 0 | 0 | 0 | 15.641 | 35 | 0 | 15.249
2030W49H21:00 | 0 | 0 | 0 | 13.785 | 35 | 0 | 13.455
2030W49H22:00 | 0 | 0 | 0 | 3.838 | 35 | 0 | 14.352
2030W49H23:00 | 0 | 0 | 0 | 0 | 28.277 | 0 | 17.043 | 2030W49 | 3 | 0 | 0 | 63.474 | 359.549 | 272.1184 | 521.918 | 1220.0594
2030W50H00:00 | 0 | 0 | 0 | 0 | 7.571 | 0 | 33.189
2030W50H01:00 | 0 | 0 | 0 | 0 | 0 | 0 | 38
2030W50H02:00 | 0 | 0 | 0 | 0 | 0 | 0 | 33.0794
2030W50H03:00 | 0 | 0 | 0 | 0 | 0 | 0 | 32.23
2030W50H04:00 | 0 | 0 | 0 | 0 | 0 | 0 | 33.38
2030W50H05:00 | 0 | 0 | 0 | 0 | 0 | 0 | 33.44
2030W50H06:00 | 0 | 0 | 0 | 0 | 0 | 0 | 40.95
2030W50H07:00 | 3 | 0 | 0 | 0 | 19.274 | 0 | 34.086
2030W50H08:00 | 0 | 0 | 0 | 0 | 0 | 26.64 | 35.88
2030W50H09:00 | 0 | 0 | 0 | 0 | 0 | 33.6 | 32.91
2030W50H10:00 | 0 | 0 | 0 | 0 | 0 | 4.007 | 61.893
2030W50H11:00 | 0 | 0 | 0 | 0 | 0 | 2.346 | 60.444
2030W50H12:00 | 2.55 | 0 | 0 | 0 | 0 | 38.644 | 14.726
2030W50H13:00 | 0 | 0 | 0 | 0 | 0 | 35.742 | 22.508
2030W50H14:00 | 0 | 0 | 0 | 0 | 0 | 0 | 59.88
2030W50H15:00 | 0 | 0 | 0 | 0 | 0 | 25.279 | 30.0104
2030W50H16:00 | 0 | 0 | 0 | 0 | 18.253 | 0 | 36.777
2030W50H17:00 | 0 | 0 | 0 | 0 | 22.157 | 0 | 34.983
2030W50H18:00 | 3 | 0 | 0 | 1.934 | 35 | 0 | 25.116
2030W50H19:00 | 0 | 0 | 0 | 0 | 28.587 | 0 | 34.983
2030W50H20:00 | 0 | 0 | 0 | 0 | 19.267 | 0 | 43.953
2030W50H21:00 | 0 | 0 | 0 | 0 | 17.05 | 0 | 44.85
2030W50H22:00 | 0 | 0 | 0 | 0 | 10.724 | 0 | 43.056
2030W50H23:00 | 0 | 0 | 0 | 0 | 12.451 | 0 | 33.189 | 2030W50 | 8.55 | 0 | 0 | 1.934 | 190.334 | 166.258 | 893.5128 | 1260.5888
2030W51H00:00 | 0 | 0 | 0 | 0 | 0 | 0 | 38.41
2030W51H01:00 | 0 | 0 | 0 | 0 | 0 | 0 | 34.62
2030W51H02:00 | 0 | 0 | 0 | 0 | 0 | 0 | 32.99
2030W51H03:00 | 0 | 0 | 0 | 0 | 0 | 0 | 33.38
2030W51H04:00 | 2.1 | 0 | 0 | 0 | 0 | 0 | 31.82
2030W51H05:00 | 0 | 0 | 0 | 0 | 0 | 0 | 32.91
2030W51H06:00 | 0 | 0 | 0 | 0 | 0 | 0 | 39.6
2030W51H07:00 | 0 | 0 | 0 | 0 | 17.538 | 0 | 32.292
2030W51H08:00 | 3 | 0 | 0 | 0 | 20.434 | 5.206 | 26.91
2030W51H09:00 | 0 | 0 | 0 | 0 | 0 | 30.353 | 27.807
2030W51H10:00 | 0 | 0 | 0 | 0 | 0 | 20.72 | 35.88
2030W51H11:00 | 0 | 0 | 0 | 0 | 0 | 35.64 | 21.66
2030W51H12:00 | 0 | 0 | 0 | 0 | 0 | 36.493 | 19.557
2030W51H13:00 | 0 | 0 | 0 | 0 | 0 | 37.142 | 18.918
2030W51H14:00 | 0 | 0 | 0 | 0 | 0 | 31.936 | 18.314
2030W51H15:00 | 0 | 0 | 0 | 0 | 0 | 22.975 | 29.4444
2030W51H16:00 | 2.55 | 0 | 0 | 0 | 0 | 0 | 52.7
2030W51H17:00 | 3 | 0 | 0 | 0 | 9.711 | 0 | 42.159
2030W51H18:00 | 0 | 0 | 0 | 0 | 10.5 | 0 | 44.85
2030W51H19:00 | 0 | 0 | 0 | 0 | 13.943 | 0 | 45.747
2030W51H20:00 | 0 | 0 | 0 | 0 | 8.027 | 0 | 52.923
2030W51H21:00 | 0 | 0 | 0 | 0 | 15.994 | 0 | 43.056
2030W51H22:00 | 0 | 0 | 0 | 0 | 10.331 | 0 | 42.159
2030W51H23:00 | 0 | 0 | 0 | 0 | 0 | 0 | 42.24 | 2030W51 | 10.65 | 0 | 0 | 0 | 106.478 | 220.465 | 840.3464 | 1177.9394
2030W52H00:00 | 0 | 0 | 0 | 0 | 22.048 | 0 | 14.352
2030W52H01:00 | 0 | 0 | 0 | 0 | 16.984 | 0 | 16.146
2030W52H02:00 | 0 | 0 | 0 | 0 | 16.727 | 0 | 17.043
2030W52H03:00 | 0 | 0 | 0 | 0 | 21.403 | 0 | 9.867
2030W52H04:00 | 0 | 0 | 0 | 0 | 25.708 | 0 | 5.382
2030W52H05:00 | 0 | 0 | 0 | 0 | 28.2074 | 0 | 5.382
2030W52H06:00 | 0 | 0 | 0 | 0 | 32.488 | 0 | 5.382
2030W52H07:00 | 3 | 0 | 0 | 1.699 | 35 | 0 | 2.691
2030W52H08:00 | 0 | 0 | 0 | 8.811 | 35 | 1.502 | 0.897
2030W52H09:00 | 0 | 0 | 0 | 0 | 15.898 | 35.742 | 0
2030W52H10:00 | 0 | 0 | 0 | 0 | 7.05 | 38.593 | 9.867
2030W52H11:00 | 0 | 0 | 0 | 0 | 0 | 38.49 | 17.94
2030W52H12:00 | 0 | 0 | 0 | 0 | 0 | 37.1 | 15.54
2030W52H13:00 | 0 | 0 | 0 | 0 | 0 | 30.854 | 25.116
2030W52H14:00 | 0 | 0 | 0 | 0 | 0 | 13.7694 | 35.88
2030W52H15:00 | 0 | 0 | 0 | 0 | 0 | 13.404 | 34.086
2030W52H16:00 | 0 | 0 | 0 | 0 | 21.474 | 0 | 25.116
2030W52H17:00 | 0 | 0 | 0 | 0 | 33.293 | 0 | 18.837
2030W52H18:00 | 3 | 0 | 0 | 6.668 | 35 | 0 | 14.352
2030W52H19:00 | 0 | 0 | 0 | 10.028 | 35 | 0 | 14.352
2030W52H20:00 | 0 | 0 | 0 | 4.7 | 35 | 0 | 17.94
2030W52H21:00 | 0 | 0 | 0 | 4.678 | 35 | 0 | 14.352
2030W52H22:00 | 0 | 0 | 0 | 0 | 34.685 | 0 | 13.455
2030W52H23:00 | 0 | 0 | 0 | 0 | 30.718 | 0 | 14.352 | 2030W52 | 6 | 0 | 0 | 36.584 | 516.6834 | 209.4544 | 348.327 | 1117.0488

## Dispatch
Technology | 2021 | 2022 | 2023 | 2024 | 2025 | 2026 | 2027 | 2028 | 2029 | 2030
Battery | 0 | 0 | 0 | 0 | 0.58598 | 1.9869 | 1.8843 | 2.0237 | 1.9253 | 1.9156
Sea-cable | 181.2301 | 179.2035 | 182.4266 | 166.5036 | 170.1377 | 147.9857 | 150.7644 | 152.3501 | 149.6835 | 145.1757
Diesel | 1.1817 | 1.3605 | 0 | 0 | 0 | 0 | 0 | 0 | 0 | 0
Fueloil | 45.4017 | 46.3691 | 0 | 0 | 0 | 0 | 0 | 0 | 0 | 0
Natural gas | 0 | 0 | 50.6136 | 46.1763 | 48.4181 | 41.0369 | 43.6168 | 45.7097 | 47.2294 | 47.2101
Solar | 142.7409 | 145.3913 | 145.0286 | 141.4033 | 137.7486 | 131.9946 | 128.8652 | 132.3072 | 142.5387 | 146.1528
Wind | 122.4095 | 128.2246 | 130.2048 | 161.6271 | 166.9718 | 210.3663 | 216.6237 | 217.2018 | 216.5089 | 224.6828
TOTAL | 492.964 | 500.549 | 508.2736 | 515.7103 | 523.1728 | 531.0329 | 539.5377 | 547.2118 | 555.6208 | 562.8834 | Check if it matches ElectricityCost!
Technology | 2021 | 2022 | 2023 | 2024 | 2025 | 2026 | 2027 | 2028 | 2029 | 2030
Wind | 24.83% | 25.62% | 25.62% | 31.34% | 31.87% | 39.44% | 39.99% | 39.52% | 38.81% | 39.76%
Solar | 28.96% | 29.05% | 28.53% | 27.42% | 26.29% | 24.75% | 23.79% | 24.07% | 25.55% | 25.86%
Sea-cable | 36.76% | 35.8% | 35.89% | 32.29% | 32.48% | 27.75% | 27.83% | 27.72% | 26.83% | 25.69%
Natural gas | 0% | 0% | 9.958% | 8.954% | 9.243% | 7.694% | 8.051% | 8.317% | 8.466% | 8.354%
Fueloil | 9.21% | 9.264% | 0% | 0% | 0% | 0% | 0% | 0% | 0% | 0%
Diesel | 0.2397% | 0.2718% | 0% | 0% | 0% | 0% | 0% | 0% | 0% | 0%
Battery | 0% | 0% | 0% | 0% | 0.1119% | 0.3725% | 0.3478% | 0.3682% | 0.3451% | 0.339%
| 2021 | 2022 | 2023 | 2024 | 2025 | 2026 | 2027 | 2028 | 2029 | 2030
Renewables | 53.79% | 54.66% | 54.15% | 58.76% | 58.23% | 64.43% | 63.99% | 63.83% | 64.58% | 65.84%
Fossil fuel | 9.45% | 9.535% | 9.958% | 8.954% | 9.253% | 7.723% | 8.079% | 8.348% | 8.495% | 8.382%
Sea-cable | 36.76% | 35.8% | 35.89% | 32.29% | 32.51% | 27.85% | 27.93% | 27.82% | 26.92% | 25.78%

## dispatchWide(peak)
Week 32 - 2021 | timestamp | Solar PV | Wind | Sea-cable | Natural gas | Fueloil | Diesel | Battery
00:00 | 2021W32H00:00 | 0 | 1.752 | 35 | 0 | 35.878 | 0 | 0
01:00 | 2021W32H01:00 | 0 | 1.752 | 35 | 0 | 30.318 | 0 | 0
02:00 | 2021W32H02:00 | 0 | 1.752 | 35 | 0 | 26.888 | 0 | 0
03:00 | 2021W32H03:00 | 0 | 2.166 | 35 | 0 | 25.164 | 0 | 0
04:00 | 2021W32H04:00 | 0 | 1.752 | 35 | 0 | 26.038 | 0 | 0
05:00 | 2021W32H05:00 | 0 | 1.306 | 35 | 0 | 31.404 | 0 | 0
06:00 | 2021W32H06:00 | 26.534 | 6.562 | 35 | 0 | 8.804 | 0 | 0
07:00 | 2021W32H07:00 | 36.497 | 7.008 | 35 | 0 | 11.405 | 0 | 0
08:00 | 2021W32H08:00 | 46.409 | 9.206 | 35 | 0 | 10.525 | 0 | 0
09:00 | 2021W32H09:00 | 48.422 | 8.76 | 35 | 0 | 15.918 | 0 | 0
10:00 | 2021W32H10:00 | 51.726 | 11.404 | 35 | 0 | 10.1 | 0 | 0
11:00 | 2021W32H11:00 | 52.397 | 14.462 | 35 | 0 | 5.851 | 0 | 0
12:00 | 2021W32H12:00 | 53.739 | 19.272 | 34.159 | 0 | 0 | 0 | 0
13:00 | 2021W32H13:00 | 51.055 | 20.578 | 33.007 | 0 | 0 | 0 | 0
14:00 | 2021W32H14:00 | 49.764 | 18.826 | 33.47 | 0 | 0 | 0 | 0
15:00 | 2021W32H15:00 | 47.751 | 18.826 | 34.313 | 0 | 0 | 0 | 0
16:00 | 2021W32H16:00 | 43.105 | 19.272 | 35 | 0 | 5.583 | 0 | 0
17:00 | 2021W32H17:00 | 33.813 | 17.074 | 35 | 0 | 20.513 | 0 | 0
18:00 | 2021W32H18:00 | 16.571 | 13.57 | 35 | 0 | 44.169 | 0 | 0
19:00 | 2021W32H19:00 | 0 | 10.512 | 35 | 0 | 47.4 | 15.998 | 0
20:00 | 2021W32H20:00 | 0 | 8.76 | 35 | 0 | 47.4 | 19.48 | 0
21:00 | 2021W32H21:00 | 0 | 8.76 | 35 | 0 | 47.4 | 11.41 | 0
22:00 | 2021W32H22:00 | 0 | 7.008 | 35 | 0 | 47.4 | 2.302 | 0
23:00 | 2021W32H23:00 | 0 | 7.868 | 35 | 0 | 37.632 | 0 | 0
Week 32 - 2021 | timestamp | Solar PV | Wind | Sea-cable | Natural gas | Fueloil | Diesel | Battery
00:00 | 2025W32H00:00 | 0 | 2.442 | 35 | 41.978 | 0 | 0 | 0
01:00 | 2025W32H01:00 | 0 | 3.0285 | 35 | 33.8615 | 0 | 0 | 0
02:00 | 2025W32H02:00 | 0 | 1.8555 | 35 | 32.0545 | 0 | 0 | 0
03:00 | 2025W32H03:00 | 0 | 3.0285 | 35 | 28.1315 | 0 | 0 | 0
04:00 | 2025W32H04:00 | 0 | 2.442 | 35 | 29.198 | 0 | 0 | 0
05:00 | 2025W32H05:00 | 0 | 1.8235 | 35 | 34.3265 | 0 | 0 | 0
06:00 | 2025W32H06:00 | 27.103 | 9.704 | 35 | 7.403 | 0 | 0 | 0
07:00 | 2025W32H07:00 | 37.686 | 10.3545 | 35 | 13.3395 | 0 | 0 | 0
08:00 | 2025W32H08:00 | 46.409 | 11.7195 | 35 | 17.4715 | 0 | 0 | 0
09:00 | 2025W32H09:00 | 47.7 | 12.21 | 35 | 14.24 | 0 | 0 | 0
10:00 | 2025W32H10:00 | 52.864 | 15.921 | 35 | 11.055 | 0 | 0 | 0
11:00 | 2025W32H11:00 | 53.739 | 20.1225 | 35 | 11.2785 | 0 | 0 | 0
12:00 | 2025W32H12:00 | 54.461 | 26.2755 | 29.84 | 0 | 0 | 0 | 0
13:00 | 2025W32H13:00 | 51.777 | 27.054 | 34.329 | 0 | 0 | 0 | 0
14:00 | 2025W32H14:00 | 48.422 | 26.2755 | 35 | 0.9025 | 0 | 0 | 1
15:00 | 2025W32H15:00 | 49.042 | 26.862 | 27.976 | 0 | 0 | 0 | 0
16:00 | 2025W32H16:00 | 43.827 | 27.5445 | 35 | 6.1885 | 0 | 0 | 0
17:00 | 2025W32H17:00 | 33.193 | 23.7375 | 35 | 23.2695 | 0 | 0 | 0
18:00 | 2025W32H18:00 | 15.9 | 18.8855 | 35 | 41.7045 | 0 | 0 | 0
19:00 | 2025W32H19:00 | 0 | 12.8285 | 35 | 67.7415 | 0 | 0 | 0
20:00 | 2025W32H20:00 | 0 | 12.7965 | 35 | 69.9435 | 0 | 0 | 0.85
21:00 | 2025W32H21:00 | 0 | 12.178 | 35 | 60.622 | 0 | 0 | 0
22:00 | 2025W32H22:00 | 0 | 9.1495 | 35 | 51.2805 | 0 | 0 | 0
23:00 | 2025W32H23:00 | 0 | 9.832 | 35 | 41.468 | 0 | 0 | 0
Week 32 - 2021 | timestamp | Solar PV | Wind | Sea-cable | Natural gas | Fueloil | Diesel | Battery
00:00 | 2030W32H00:00 | 0 | 3.588 | 35 | 45.672 | 0 | 0 | 0
01:00 | 2030W32H01:00 | 0 | 3.588 | 35 | 36.192 | 0 | 0 | 0
02:00 | 2030W32H02:00 | 0 | 2.691 | 35 | 33.999 | 0 | 0 | 0
03:00 | 2030W32H03:00 | 0 | 3.588 | 35 | 33.752 | 0 | 0 | 0
04:00 | 2030W32H04:00 | 0 | 3.588 | 35 | 34.292 | 0 | 0 | 0
05:00 | 2030W32H05:00 | 0 | 2.691 | 35 | 37.089 | 0 | 0 | 0
06:00 | 2030W32H06:00 | 29.734 | 12.558 | 35 | 14.658 | 0 | 0 | 0
07:00 | 2030W32H07:00 | 41.648 | 14.352 | 35 | 17.55 | 0 | 0 | 0
08:00 | 2030W32H08:00 | 51.36 | 18.837 | 35 | 6.483 | 0 | 0 | 0
09:00 | 2030W32H09:00 | 55.662 | 18.837 | 35 | 19.781 | 0 | 0 | 0
10:00 | 2030W32H10:00 | 57.915 | 23.322 | 35 | 2.093 | 0 | 0 | 0
11:00 | 2030W32H11:00 | 57.419 | 27.807 | 35 | 3.554 | 0 | 0 | 0
12:00 | 2030W32H12:00 | 60.919 | 38.571 | 24.91 | 0 | 0 | 0 | 0
13:00 | 2030W32H13:00 | 57.915 | 40.365 | 25.56 | 0 | 0 | 0 | 0
14:00 | 2030W32H14:00 | 55.115 | 39.468 | 21.537 | 0 | 0 | 0 | 0
15:00 | 2030W32H15:00 | 54.809 | 37.674 | 25.297 | 0 | 0 | 0 | 0
16:00 | 2030W32H16:00 | 49.654 | 39.468 | 30.8574 | 0 | 0 | 0 | 0
17:00 | 2030W32H17:00 | 36.544 | 34.983 | 35 | 0.023 | 0 | 0 | 3
18:00 | 2030W32H18:00 | 18.571 | 26.013 | 35 | 48.566 | 0 | 0 | 0
19:00 | 2030W32H19:00 | 0 | 18.837 | 35 | 68.843 | 0 | 0 | 0
20:00 | 2030W32H20:00 | 0 | 17.043 | 35 | 70.107 | 0 | 0 | 0
21:00 | 2030W32H21:00 | 0 | 17.043 | 35 | 63.517 | 0 | 0 | 0
22:00 | 2030W32H22:00 | 0 | 16.146 | 35 | 53.214 | 0 | 0 | 0
23:00 | 2030W32H23:00 | 0 | 15.249 | 35 | 38.641 | 0 | 0 | 0

## dispatchWide(Weekly)
Week | Solar PV | Wind | Sea-cable | Natural gas | Fueloil | Diesel | Battery | Week
W01 | 220.039 | 399.546 | 432.587 | 0 | 36.048 | 0 | 0 | 2021-W01
W02 | 264.54 | 499.996 | 426.06 | 0 | 21.104 | 0 | 0 | 2021-W02
W03 | 280.032 | 309.226 | 484.376 | 0 | 73.816 | 0 | 0 | 2021-W03
W04 | 275.59 | 534.617 | 379.223 | 0 | 58.79 | 0 | 0 | 2021-W04
W05 | 268.233 | 627.136 | 270.511 | 0 | 38.71 | 0 | 0 | 2021-W05
W06 | 302.247 | 301.968 | 478.293 | 0 | 67.152 | 0 | 0 | 2021-W06
W07 | 294.71 | 204.543 | 504.695 | 0 | 124.442 | 0 | 0 | 2021-W07
W08 | 311.693 | 233.318 | 499.582 | 0 | 69.387 | 0 | 0 | 2021-W08
W09 | 312.034 | 212.325 | 448.546 | 0 | 63.035 | 0 | 0 | 2021-W09
W10 | 337.791 | 183.835 | 457.542 | 0 | 55.642 | 0 | 0 | 2021-W10
W11 | 402.334 | 285.45 | 351.902 | 0 | 15.244 | 0 | 0 | 2021-W11
W12 | 314.779 | 502.332 | 263.237 | 0 | 5.292 | 0 | 0 | 2021-W12
W13 | 334.789 | 312.69 | 368.593 | 0 | 59.038 | 0 | 0 | 2021-W13
W14 | 335.182 | 343.208 | 394.431 | 0 | 23.019 | 0 | 0 | 2021-W14
W15 | 391.165 | 175.103 | 471.229 | 0 | 80.933 | 0 | 0 | 2021-W15
W16 | 324.73 | 604.452 | 169.008 | 0 | 0 | 0 | 0 | 2021-W16
W17 | 406.963 | 333.877 | 363.976 | 0 | 24.904 | 0 | 0 | 2021-W17
W18 | 457.77 | 295.039 | 389.449 | 0 | 49.502 | 0 | 0 | 2021-W18
W19 | 485.556 | 472.763 | 288.333 | 0 | 7.888 | 0 | 0 | 2021-W19
W20 | 481.176 | 328.516 | 410.598 | 0 | 58.02 | 0 | 0 | 2021-W20
W21 | 487.703 | 359.676 | 417.245 | 0 | 48.706 | 0 | 0 | 2021-W21
W22 | 520.901 | 279.084 | 472.909 | 0 | 81.666 | 0 | 0 | 2021-W22
W23 | 532.631 | 415.319 | 416.074 | 0 | 80.216 | 0 | 0 | 2021-W23
W24 | 532.413 | 490.297 | 394.157 | 0 | 65.033 | 0 | 0 | 2021-W24
W25 | 577.811 | 295.893 | 549.065 | 0 | 159.431 | 0 | 0 | 2021-W25
W26 | 608.991 | 244.356 | 680.774 | 0 | 297.275 | 0.984 | 0 | 2021-W26
W27 | 607.547 | 181.73 | 826.139 | 0 | 401.314 | 10.39 | 0 | 2021-W27
W28 | 581.582 | 275.032 | 760.362 | 0 | 367.414 | 6.59 | 0 | 2021-W28
W29 | 588.343 | 165.166 | 786.099 | 0 | 394.318 | 25.824 | 0 | 2021-W29
W30 | 589.065 | 130.126 | 825.131 | 0 | 453.646 | 34.572 | 0 | 2021-W30
W31 | 600.99 | 423.602 | 657.632 | 0 | 298.25 | 5.866 | 0 | 2021-W31
W32 | 557.783 | 238.208 | 834.949 | 0 | 535.79 | 49.19 | 0 | 2021-W32
W33 | 535.844 | 284.716 | 752.326 | 0 | 363.272 | 28.722 | 0 | 2021-W33
W34 | 531.92 | 385.568 | 674.782 | 0 | 315.87 | 2.49 | 0 | 2021-W34
W35 | 516.64 | 248.816 | 731.37 | 0 | 346.798 | 4.106 | 0 | 2021-W35
W36 | 488.195 | 424.011 | 539.249 | 0 | 166.155 | 0 | 0 | 2021-W36
W37 | 457.93 | 642.394 | 400.05 | 0 | 78.386 | 0 | 0 | 2021-W37
W38 | 391.971 | 215.368 | 782.309 | 0 | 282.822 | 0.08 | 0 | 2021-W38
W39 | 382.059 | 163.86 | 756.954 | 0 | 243.867 | 0 | 0 | 2021-W39
W40 | 413.392 | 361.784 | 513.285 | 0 | 94.659 | 0 | 0 | 2021-W40
W41 | 344.789 | 229.996 | 592.053 | 0 | 135.912 | 0 | 0 | 2021-W41
W42 | 327.732 | 284.251 | 523.254 | 0 | 75.033 | 0 | 0 | 2021-W42
W43 | 303.953 | 271.934 | 480.833 | 0 | 46.02 | 0 | 0 | 2021-W43
W44 | 274.616 | 347.811 | 351.023 | 0 | 0 | 0 | 0 | 2021-W44
W45 | 238.558 | 477.468 | 255.384 | 0 | 0 | 0 | 0 | 2021-W45
W46 | 259.099 | 361.542 | 428.927 | 0 | 46.332 | 0 | 0 | 2021-W46
W47 | 232.147 | 273.032 | 542.637 | 0 | 57.974 | 0 | 0 | 2021-W47
W48 | 224.637 | 393.025 | 403.28 | 0 | 8.238 | 0 | 0 | 2021-W48
W49 | 255.534 | 264.106 | 479.132 | 0 | 60.888 | 0 | 0 | 2021-W49
W50 | 218.03 | 504.893 | 353.983 | 0 | 13.004 | 0 | 0 | 2021-W50
W51 | 187.472 | 520.818 | 316.46 | 0 | 0 | 0 | 0 | 2021-W51
W52 | 219.933 | 173.254 | 540.015 | 0 | 35.708 | 0 | 0 | 2021-W52
Week | Solar PV | Wind | Sea-cable | Natural gas | Fueloil | Diesel | Battery | Week
W01 | 196.269 | 566.5295 | 359.327 | 29.0445 | 0 | 0 | 1.7 | 2025-W01
W02 | 227.997 | 712.7205 | 335.859 | 0 | 0 | 0 | 1 | 2025-W02
W03 | 268.6025 | 431.8395 | 444.4095 | 73.365 | 0 | 0 | 1 | 2025-W03
W04 | 264.72 | 701.8805 | 305.8925 | 44.6835 | 0 | 0 | 3.55 | 2025-W04
W05 | 236.119 | 797.724 | 225.1255 | 16.7345 | 0 | 0 | 2 | 2025-W05
W06 | 286.392 | 423.8725 | 457.927 | 54.1315 | 0 | 0 | 2 | 2025-W06
W07 | 288.4215 | 283.4535 | 486.6455 | 140.846 | 0 | 0 | 1 | 2025-W07
W08 | 311.8065 | 308.4635 | 491.031 | 70.252 | 0 | 0 | 2 | 2025-W08
W09 | 309.6105 | 282.6135 | 434.4219 | 64.3305 | 0 | 0 | 2.246 | 2025-W09
W10 | 308.699 | 269.069 | 455.8415 | 58.277 | 0 | 0 | 1 | 2025-W10
W11 | 257.948 | 525.8465 | 320.3365 | 9.6955 | 0 | 0 | 1 | 2025-W11
W12 | 271.761 | 689.222 | 192.877 | 0.0065 | 0 | 0 | 1 | 2025-W12
W13 | 389.421 | 329.8505 | 350.9675 | 63.6675 | 0 | 0 | 1.85 | 2025-W13
W14 | 350.0625 | 419.1325 | 381.941 | 15.2705 | 0 | 0 | 2.7 | 2025-W14
W15 | 396.355 | 217.1965 | 476.7515 | 91.09 | 0 | 0 | 2.85 | 2025-W15
W16 | 304.9215 | 773.0865 | 88.432 | 0 | 0 | 0 | 1.7 | 2025-W16
W17 | 308.0175 | 522.2215 | 348.681 | 22.8565 | 0 | 0 | 1 | 2025-W17
W18 | 434.203 | 417.4375 | 362.218 | 43.428 | 0 | 0 | 1 | 2025-W18
W19 | 467.7985 | 621.8175 | 230.114 | 4.1865 | 0 | 0 | 1 | 2025-W19
W20 | 472.2095 | 427.616 | 391.4345 | 56.25 | 0 | 0 | 1.7 | 2025-W20
W21 | 511.086 | 451.9825 | 386.8445 | 47.0935 | 0 | 0 | 1.85 | 2025-W21
W22 | 506.4005 | 378.927 | 462.624 | 81.575 | 0 | 0 | 1 | 2025-W22
W23 | 527.263 | 543.973 | 377.6875 | 77.273 | 0 | 0 | 1 | 2025-W23
W24 | 495.7615 | 663.915 | 355.551 | 65.979 | 0 | 0 | 1 | 2025-W24
W25 | 565.4375 | 413.968 | 524.3925 | 165.6585 | 0 | 0 | 1 | 2025-W25
W26 | 606.621 | 348.662 | 674.4225 | 328.851 | 0 | 0 | 1 | 2025-W26
W27 | 608.269 | 250.225 | 826.802 | 465.2305 | 0 | 0 | 1 | 2025-W27
W28 | 578.38 | 385.4415 | 750.5685 | 405.6865 | 0 | 0 | 1 | 2025-W28
W29 | 589.167 | 227.7885 | 786.1305 | 468.768 | 0 | 0 | 1.2694 | 2025-W29
W30 | 589.634 | 181.2945 | 822.2025 | 572.5555 | 0 | 0 | 1 | 2025-W30
W31 | 607.292 | 589.1405 | 604.688 | 308.566 | 0 | 0 | 1 | 2025-W31
W32 | 562.123 | 328.0705 | 827.145 | 637.458 | 0 | 0 | 1.85 | 2025-W32
W33 | 533.729 | 404.956 | 727.5235 | 406.1345 | 0 | 0 | 2 | 2025-W33
W34 | 532.175 | 548.2555 | 638.933 | 318.953 | 0 | 0 | 1 | 2025-W34
W35 | 518.347 | 348.193 | 725.077 | 366.595 | 0 | 0 | 1.8245 | 2025-W35
W36 | 484.252 | 585.211 | 509.79 | 146.0819 | 0 | 0 | 1.6711 | 2025-W36
W37 | 448.597 | 857.566 | 331.457 | 52.0465 | 0 | 0 | 1 | 2025-W37
W38 | 390.009 | 300.8885 | 784.0775 | 315.5315 | 0 | 0 | 2.7 | 2025-W38
W39 | 380.25 | 226.285 | 761.0955 | 280.356 | 0 | 0 | 1 | 2025-W39
W40 | 394.7035 | 498.6085 | 493.692 | 90.4325 | 0 | 0 | 2.7 | 2025-W40
W41 | 337.499 | 315.646 | 582.702 | 142.316 | 0 | 0 | 2 | 2025-W41
W42 | 317.075 | 380.831 | 516.681 | 69.926 | 0 | 0 | 2 | 2025-W42
W43 | 293.71 | 375.5285 | 462.0495 | 45.275 | 0 | 0 | 2 | 2025-W43
W44 | 284.1865 | 454.4955 | 298.931 | 0 | 0 | 0 | 2 | 2025-W44
W45 | 150.9285 | 720.0685 | 160.586 | 0 | 0 | 0 | 2 | 2025-W45
W46 | 223.897 | 504.919 | 403.8655 | 44.505 | 0 | 0 | 1 | 2025-W46
W47 | 221.3205 | 383.564 | 517.3705 | 48.178 | 0 | 0 | 2 | 2025-W47
W48 | 211.41 | 536.4005 | 345.9765 | 3.3995 | 0 | 0 | 1 | 2025-W48
W49 | 255.326 | 357.8225 | 448.7635 | 62.7245 | 0 | 0 | 1 | 2025-W49
W50 | 194.5645 | 659.42 | 296.128 | 1.804 | 0 | 0 | 2.7 | 2025-W50
W51 | 190.1685 | 672.6645 | 230.51 | 0 | 0 | 0 | 2.85 | 2025-W51
W52 | 217.457 | 236.8125 | 530.8855 | 39.798 | 0 | 0 | 2 | 2025-W52
Week | Solar PV | Wind | Sea-cable | Natural gas | Fueloil | Diesel | Battery | Week
W01 | 189.928 | 746.3954 | 289.282 | 26.027 | 0 | 0 | 5.057 | 2030-W01
W02 | 279.459 | 919.4261 | 188.66 | 0 | 0 | 0 | 11.9858 | 2030-W02
W03 | 250.2114 | 615.513 | 393.915 | 59.77 | 0 | 0 | 3 | 2030-W03
W04 | 212.4 | 989.0158 | 204.403 | 21.06 | 0 | 0 | 6 | 2030-W04
W05 | 159.328 | 1037.4648 | 177.769 | 7.957 | 0 | 0 | 8.55 | 2030-W05
W06 | 325.1564 | 582.941 | 378.388 | 50.484 | 0 | 0 | 3 | 2030-W06
W07 | 285.0764 | 417.681 | 447.784 | 163.828 | 0 | 0 | 3 | 2030-W07
W08 | 290.0644 | 448.498 | 458.9466 | 64.249 | 0 | 0 | 4.409 | 2030-W08
W09 | 286.4254 | 417.807 | 406.3943 | 82.4 | 0 | 0 | 3.608 | 2030-W09
W10 | 359.8834 | 306.692 | 454.843 | 68.331 | 0 | 0 | 3 | 2030-W10
W11 | 345.475 | 618.2454 | 244.814 | 3.425 | 0 | 0 | 3 | 2030-W11
W12 | 255.172 | 900.3718 | 94.025 | 0 | 0 | 0 | 6 | 2030-W12
W13 | 412.725 | 437.2474 | 311.158 | 69.849 | 0 | 0 | 5.55 | 2030-W13
W14 | 418.222 | 496.6104 | 348.0444 | 3.772 | 0 | 0 | 6 | 2030-W14
W15 | 344.4644 | 337.338 | 477.4554 | 106.661 | 0 | 0 | 6 | 2030-W15
W16 | 419.147 | 802.1364 | 13.1594 | 0 | 0 | 0 | 10.1026 | 2030-W16
W17 | 529.276 | 433.2234 | 325.093 | 14.617 | 0 | 0 | 3 | 2030-W17
W18 | 462.8404 | 503.303 | 326.538 | 48.088 | 0 | 0 | 5.55 | 2030-W18
W19 | 516.555 | 800.12 | 117.6086 | 0 | 0 | 0 | 5.3474 | 2030-W19
W20 | 534.462 | 514.6464 | 358.54 | 49.731 | 0 | 0 | 5.55 | 2030-W20
W21 | 455.823 | 673.1554 | 346.48 | 32.721 | 0 | 0 | 5.55 | 2030-W21
W22 | 541.126 | 536.1914 | 397.02 | 87.352 | 0 | 0 | 3 | 2030-W22
W23 | 411.959 | 856.0164 | 313.962 | 65.782 | 0 | 0 | 3 | 2030-W23
W24 | 444.861 | 938.9454 | 256.328 | 30.915 | 0 | 0 | 3 | 2030-W24
W25 | 615.379 | 566.3298 | 449.106 | 179.954 | 0 | 0 | 6 | 2030-W25
W26 | 675.412 | 504.389 | 559.8644 | 337.934 | 0 | 0 | 3 | 2030-W26
W27 | 672.58 | 377.637 | 808.3454 | 471.647 | 0 | 0 | 3 | 2030-W27
W28 | 645.544 | 567.801 | 647.0124 | 401.5191 | 0 | 0 | 3.6069 | 2030-W28
W29 | 655.854 | 336.375 | 709.9774 | 516.003 | 0 | 0 | 3 | 2030-W29
W30 | 666.901 | 276.276 | 806.3534 | 564.869 | 0 | 0 | 3 | 2030-W30
W31 | 669.951 | 841.9294 | 491.239 | 260.685 | 0 | 0 | 5.635 | 2030-W31
W32 | 627.265 | 476.307 | 793.1614 | 628.026 | 0 | 0 | 3 | 2030-W32
W33 | 594.782 | 586.638 | 654.2528 | 397.39 | 0 | 0 | 3.586 | 2030-W33
W34 | 554.831 | 787.582 | 537.373 | 302.014 | 0 | 0 | 5.1 | 2030-W34
W35 | 579.66 | 496.938 | 626.6154 | 396.326 | 0 | 0 | 3 | 2030-W35
W36 | 489.544 | 773.1968 | 458.682 | 109.466 | 0 | 0 | 8.55 | 2030-W36
W37 | 399.039 | 1183.6598 | 194.631 | 24.959 | 0 | 0 | 6 | 2030-W37
W38 | 441.555 | 441.324 | 710.2724 | 324.878 | 0 | 0 | 5.55 | 2030-W38
W39 | 426.637 | 332.787 | 710.3304 | 304.775 | 0 | 0 | 3 | 2030-W39
W40 | 363.727 | 726.6464 | 419.833 | 56.453 | 0 | 0 | 3 | 2030-W40
W41 | 363.81 | 431.9714 | 547.6874 | 160.12 | 0 | 0 | 6 | 2030-W41
W42 | 330.552 | 526.1354 | 466.1444 | 59.767 | 0 | 0 | 6 | 2030-W42
W43 | 247.1994 | 587.535 | 399.0794 | 34.595 | 0 | 0 | 8.55 | 2030-W43
W44 | 270.026 | 653.6934 | 187.64 | 0 | 0 | 0 | 5.55 | 2030-W44
W45 | 268.5324 | 778.0984 | 66.298 | 0 | 0 | 0 | 11.1 | 2030-W45
W46 | 210.426 | 686.3884 | 328.258 | 23.1693 | 0 | 0 | 3.9197 | 2030-W46
W47 | 260.513 | 512.549 | 456.2714 | 30.746 | 0 | 0 | 8.1 | 2030-W47
W48 | 250.914 | 712.2644 | 207.3014 | 0 | 0 | 0 | 5.9487 | 2030-W48
W49 | 272.1184 | 521.918 | 359.549 | 63.474 | 0 | 0 | 3 | 2030-W49
W50 | 166.258 | 893.5128 | 190.334 | 1.934 | 0 | 0 | 8.55 | 2030-W50
W51 | 220.465 | 840.3464 | 106.478 | 0 | 0 | 0 | 10.65 | 2030-W51
W52 | 209.4544 | 348.327 | 516.6834 | 36.584 | 0 | 0 | 6 | 2030-W52

## Emissions
gen_energy_source | period | VLOOKUP | Energy_GWh_typical_yr | VariableCost_per_yr | Emissions_tCO2_per_yr | Year | Energy (GWh) | tonnes-CO2 | gCO2/kWh | Year | Energy (GWh) | tonnes-CO2) | gCO2/kWh
Battery | 2021 | Battery2021 | 0 | 0 | 0 | 2019 | 494.0675 | 408312.204 | 826.43 | 2019 | 494.0675 | 408312.204 | 826.43
Battery | 2021 | Battery2021 | 0 | 0 | 0 | Battery |  | 0% | 0 | Battery |  | 0 | 0
Battery | 2021 | Battery2021 | 0 | 0 | 0 | Battery |  | 0% | 0 | Battery |  | 0 | 0
Sea-cable | 2021 | Sea-cable2021 | 181.2301 | 0 | 35724.0755 | Sea-cable |  | 47.02% | 72.4679 | Sea-cable |  | 0.47022 | 72.4679
Diesel | 2021 | Diesel2021 | 1.1817 | 0 | 972.4193 | Diesel |  | 1.28% | 1.9726 | Diesel |  | 0.012799 | 1.9726
Fueloil | 2021 | Fueloil2021 | 45.4017 | 0 | 39277.0461 | Fueloil |  | 51.7% | 79.6753 | Fueloil |  | 0.51698 | 79.6753
Wind | 2021 | Wind2021 | 6.1168 | 0 | 0 | Wind |  | 0% | 0 | Wind |  | 0 | 0
Natural gas | 2021 | Natural gas2021 | 0 | 0 | 0 | Natural gas |  | 0% | 0 | Natural gas |  | 0 | 0
Solar | 2021 | Solar2021 | 7.8398 | 0 | 0 | Solar |  | 0% | 0 | Solar |  | 0 | 0
Solar | 2021 | Solar2021 | 134.9011 | 0 | 0 | Solar |  | 0% | 0 | Solar |  | 0 | 0
Wind | 2021 | Wind2021 | 116.2928 | 0 | 0 | 2021 | 492.964 | 75973.541 | 154.1158 | 2021 | 492.964 | 75973.541 | 154.1158
Battery | 2022 | Battery2022 | 0 | 0 | 0 | Battery |  | 0% | 0 | Battery |  | 0 | 0
Battery | 2022 | Battery2022 | 0 | 0 | 0 | Battery |  | 0% | 0 | Battery |  | 0 | 0
Battery | 2022 | Battery2022 | 0 | 0 | 0 | Battery |  | 0% | 0 | Battery |  | 0 | 0
Sea-cable | 2022 | Sea-cable2022 | 179.2035 | 0 | 35324.596 | Sea-cable |  | 46.14% | 70.5717 | Sea-cable |  | 0.46141 | 70.5717
Diesel | 2022 | Diesel2022 | 1.3605 | 0 | 1119.5892 | Diesel |  | 1.462% | 2.2367 | Diesel |  | 0.014624 | 2.2367
Fueloil | 2022 | Fueloil2022 | 46.3691 | 0 | 40113.8712 | Fueloil |  | 52.4% | 80.1397 | Fueloil |  | 0.52397 | 80.1397
Wind | 2022 | Wind2022 | 5.6797 | 0 | 0 | Wind |  | 0% | 0 | Wind |  | 0 | 0
Natural gas | 2022 | Natural gas2022 | 0 | 0 | 0 | Natural gas |  | 0% | 0 | Natural gas |  | 0 | 0
Solar | 2022 | Solar2022 | 7.3466 | 0 | 0 | Solar |  | 0% | 0 | Solar |  | 0 | 0
Solar | 2022 | Solar2022 | 138.0446 | 0 | 0 | Solar |  | 0% | 0 | Solar |  | 0 | 0
Wind | 2022 | Wind2022 | 122.5449 | 0 | 0 | 2022 | 500.549 | 76558.0564 | 152.9482 | 2022 | 500.549 | 76558.0564 | 152.9482
Battery | 2023 | Battery2023 | 0 | 0 | 0 | Battery |  | 0% | 0 | Battery |  | 0 | 0
Battery | 2023 | Battery2023 | 0 | 0 | 0 | Battery |  | 0% | 0 | Battery |  | 0 | 0
Battery | 2023 | Battery2023 | 0 | 0 | 0 | Battery |  | 0% | 0 | Battery |  | 0 | 0
Sea-cable | 2023 | Sea-cable2023 | 182.4266 | 0 | 35959.933 | Sea-cable |  | 57.5% | 70.7492 | Sea-cable |  | 0.57502 | 46.7703
Wind | 2023 | Wind2023 | 5.999 | 0 | 0 | Wind |  | 0% | 0 | Wind |  | 0 | 0
Natural gas | 2023 | Natural gas2023 | 50.6136 | 367454.5182 | 26577.1856 | Natural gas |  | 42.5% | 52.2891 | Natural gas |  | 0.42498 | 34.5669
Solar | 2023 | Solar2023 | 7.8526 | 0 | 0 | Solar |  | 0% | 0 | Solar |  | 0 | 0
Solar | 2023 | Solar2023 | 137.176 | 0 | 0 | Solar |  | 0% | 0 | Solar |  | 0 | 0
Wind | 2023 | Wind2023 | 124.2058 | 0 | 0 | 2023 | 508.2736 | 62537.1186 | 123.0383 | 2023 | 768.8632 | 62537.1186 | 81.3371
Battery | 2024 | Battery2024 | 0 | 0 | 0 | Battery |  | 0% | 0 | Battery |  | 0 | 0
Battery | 2024 | Battery2024 | 0 | 0 | 0 | Battery |  | 0% | 0 | Battery |  | 0 | 0
Battery | 2024 | Battery2024 | 0 | 0 | 0 | Battery |  | 0% | 0 | Battery |  | 0 | 0
Sea-cable | 2024 | Sea-cable2024 | 166.5036 | 0 | 32821.1799 | Sea-cable |  | 57.51% | 63.6427 | Sea-cable |  | 0.57512 | 42.2359
Wind | 2024 | Wind2024 | 5.6927 | 0 | 0 | Wind |  | 0% | 0 | Wind |  | 0 | 0
Natural gas | 2024 | Natural gas2024 | 46.1763 | 335239.7964 | 24247.1649 | Natural gas |  | 42.49% | 47.017 | Natural gas |  | 0.42488 | 31.2024
Solar | 2024 | Solar2024 | 7.2292 | 0 | 0 | Solar |  | 0% | 0 | Solar |  | 0 | 0
Solar | 2024 | Solar2024 | 134.1741 | 0 | 0 | Solar |  | 0% | 0 | Solar |  | 0 | 0
Wind | 2024 | Wind2024 | 155.9344 | 0 | 0 | 2024 | 515.7103 | 57068.3448 | 110.6597 | 2024 | 777.0922 | 57068.3448 | 73.4383
Battery | 2025 | Battery2025 | 0.58598 | 0 | 0 | Battery |  | 0% | 0 | Battery |  | 0 | 0
Battery | 2025 | Battery2025 | 0 | 0 | 0 | Battery |  | 0% | 0 | Battery |  | 0 | 0
Battery | 2025 | Battery2025 | 0 | 0 | 0 | Battery |  | 0% | 0 | Battery |  | 0 | 0
Sea-cable | 2025 | Sea-cable2025 | 170.1377 | 0 | 33537.5434 | Sea-cable |  | 56.88% | 64.0198 | Sea-cable |  | 0.5688 | 41.2024
Wind | 2025 | Wind2025 | 5.8206 | 0 | 0 | Wind |  | 0% | 0 | Wind |  | 0 | 0
Natural gas | 2025 | Natural gas2025 | 48.4181 | 351515.1797 | 25424.3279 | Natural gas |  | 43.12% | 48.5325 | Natural gas |  | 0.4312 | 31.2349
Solar | 2025 | Solar2025 | 7.4742 | 0 | 0 | Solar |  | 0% | 0 | Solar |  | 0 | 0
Solar | 2025 | Solar2025 | 130.2744 | 0 | 0 | Solar |  | 0% | 0 | Solar |  | 0 | 0
Wind | 2025 | Wind2025 | 161.1512 | 0 | 0 | 2025 | 523.8622 | 58961.8713 | 112.5523 | 2025 | 813.9707 | 58961.8713 | 72.4373
Battery | 2026 | Battery2026 | 1.9869 | 0 | 0 | Battery |  | 0% | 0 | Battery |  | 0 | 0
Battery | 2026 | Battery2026 | 0 | 0 | 0 | Battery |  | 0% | 0 | Battery |  | 0 | 0
Battery | 2026 | Battery2026 | 0 | 0 | 0 | Battery |  | 0% | 0 | Battery |  | 0 | 0
Sea-cable | 2026 | Sea-cable2026 | 147.9857 | 0 | 29170.9398 | Sea-cable |  | 57.51% | 54.6917 | Sea-cable |  | 0.57514 | 35.3675
Wind | 2026 | Wind2026 | 5.5068 | 0 | 0 | Wind |  | 0% | 0 | Wind |  | 0 | 0
Natural gas | 2026 | Natural gas2026 | 41.0369 | 297927.6508 | 21548.4586 | Natural gas |  | 42.49% | 40.4005 | Natural gas |  | 0.42486 | 26.1258
Solar | 2026 | Solar2026 | 7.2408 | 0 | 0 | Solar |  | 0% | 0 | Solar |  | 0 | 0
Solar | 2026 | Solar2026 | 124.7538 | 0 | 0 | Solar |  | 0% | 0 | Solar |  | 0 | 0
Wind | 2026 | Wind2026 | 204.8595 | 0 | 0 | 2026 | 533.3704 | 50719.3984 | 95.0923 | 2026 | 824.7961 | 50719.3984 | 61.4933
Battery | 2027 | Battery2027 | 1.8843 | 0 | 0 | Battery |  | 0% | 0 | Battery |  | 0 | 0
Battery | 2027 | Battery2027 | 0 | 0 | 0 | Battery |  | 0% | 0 | Battery |  | 0 | 0
Battery | 2027 | Battery2027 | 0 | 0 | 0 | Battery |  | 0% | 0 | Battery |  | 0 | 0
Sea-cable | 2027 | Sea-cable2027 | 150.7644 | 0 | 29718.6879 | Sea-cable |  | 56.48% | 54.8564 | Sea-cable |  | 0.56476 | 34.1058
Wind | 2027 | Wind2027 | 5.4336 | 0 | 0 | Wind |  | 0% | 0 | Wind |  | 0 | 0
Natural gas | 2027 | Natural gas2027 | 43.6168 | 316658.3032 | 22903.2059 | Natural gas |  | 43.52% | 42.276 | Natural gas |  | 0.43524 | 26.2842
Solar | 2027 | Solar2027 | 7.1055 | 0 | 0 | Solar |  | 0% | 0 | Solar |  | 0 | 0
Solar | 2027 | Solar2027 | 121.7597 | 0 | 0 | Solar |  | 0% | 0 | Solar |  | 0 | 0
Wind | 2027 | Wind2027 | 211.1901 | 0 | 0 | 2027 | 541.7545 | 52621.8939 | 97.1324 | 2027 | 871.3678 | 52621.8939 | 60.39
Battery | 2028 | Battery2028 | 2.0237 | 0 | 0 | Battery |  | 0% | 0 | Battery |  | 0 | 0
Battery | 2028 | Battery2028 | 0 | 0 | 0 | Battery |  | 0% | 0 | Battery |  | 0 | 0
Battery | 2028 | Battery2028 | 0 | 0 | 0 | Battery |  | 0% | 0 | Battery |  | 0 | 0
Sea-cable | 2028 | Sea-cable2028 | 152.3501 | 0 | 30031.2604 | Sea-cable |  | 55.58% | 54.6428 | Sea-cable |  | 0.55579 | 34.0281
Wind | 2028 | Wind2028 | 5.3632 | 0 | 0 | Wind |  | 0% | 0 | Wind |  | 0 | 0
Natural gas | 2028 | Natural gas2028 | 45.7097 | 331852.3207 | 24002.1561 | Natural gas |  | 44.42% | 43.6726 | Natural gas |  | 0.44421 | 27.1966
Solar | 2028 | Solar2028 | 6.9838 | 0 | 0 | Solar |  | 0% | 0 | Solar |  | 0 | 0
Solar | 2028 | Solar2028 | 125.3234 | 0 | 0 | Solar |  | 0% | 0 | Solar |  | 0 | 0
Wind | 2028 | Wind2028 | 211.8386 | 0 | 0 | 2028 | 549.5926 | 54033.4166 | 98.3154 | 2028 | 882.5424 | 54033.4165 | 61.2247
Battery | 2029 | Battery2029 | 1.9253 | 0 | 0 | Battery |  | 0% | 0 | Battery |  | 0 | 0
Battery | 2029 | Battery2029 | 0 | 0 | 0 | Battery |  | 0% | 0 | Battery |  | 0 | 0
Battery | 2029 | Battery2029 | 0 | 0 | 0 | Battery |  | 0% | 0 | Battery |  | 0 | 0
Sea-cable | 2029 | Sea-cable2029 | 149.6835 | 0 | 29505.6184 | Sea-cable |  | 54.33% | 52.8883 | Sea-cable |  | 0.54332 | 32.7102
Natural gas | 2029 | Natural gas2029 | 47.2294 | 342885.5282 | 24800.164 | Natural gas |  | 45.67% | 44.4538 | Natural gas |  | 0.45668 | 27.4937
Solar | 2029 | Solar2029 | 7.1501 | 0 | 0 | Solar |  | 0% | 0 | Solar |  | 0 | 0
Solar | 2029 | Solar2029 | 135.3887 | 0 | 0 | Solar |  | 0% | 0 | Solar |  | 0 | 0
Wind | 2029 | Wind2029 | 216.5089 | 0 | 0 | 2029 | 557.8858 | 54305.7824 | 97.3421 | 2029 | 902.0317 | 54305.7824 | 60.2039
Battery | 2030 | Battery2030 | 1.9156 | 0 | 0 | Battery |  | 0% | 0 | Battery |  | 0 | 0
Battery | 2030 | Battery2030 | 0 | 0 | 0 | Battery |  | 0% | 0 | Battery |  | 0 | 0
Battery | 2030 | Battery2030 | 0 | 0 | 0 | Battery |  | 0% | 0 | Battery |  | 0 | 0
Sea-cable | 2030 | Sea-cable2030 | 145.1757 | 0 | 28617.0327 | Sea-cable |  | 53.58% | 50.6373 | Sea-cable |  | 0.53583 | 30.9646
Natural gas | 2030 | Natural gas2030 | 47.2101 | 342745.6512 | 24790.047 | Natural gas |  | 46.42% | 43.8656 | Natural gas |  | 0.46417 | 26.8237
Solar | 2030 | Solar2030 | 7.084 | 0 | 0 | Solar |  | 0% | 0 | Solar |  | 0 | 0
Solar | 2030 | Solar2030 | 139.0688 | 0 | 0 | Solar |  | 0% | 0 | Solar |  | 0 | 0
Wind | 2030 | Wind2030 | 224.6828 | 0 | 0 | 2030 | 565.137 | 53407.0797 | 94.5029 | 2030 | 924.1846 | 53407.0797 | 57.7883

## ElectricityCost
PERIOD | SystemCostPerPeriod_NPV | SystemCostPerPeriod_Real | EnergyCostReal_per_MWh | SystemDemand_MWh
2021 | 54103248.7971 | 55185313.7731 | 111.9459 | 492964.01
2022 | 53511410.4783 | 55673271.4617 | 111.2244 | 500549
2023 | 38292148.929 | 40635934.7806 | 79.9489 | 508273.64
2024 | 37809194.138 | 40925887.6786 | 79.3583 | 515710.3
2025 | 37518347.4898 | 41423287.2313 | 79.1771 | 523172.79
2026 | 37178558.651 | 41869095.5551 | 78.8446 | 531032.88
2027 | 36819977.9496 | 42294580.9539 | 78.3904 | 539537.67
2028 | 36463725.8903 | 42723066.5057 | 78.0741 | 547211.77
2029 | 35869240.9041 | 42867063.2466 | 77.1517 | 555620.8
2030 | 35998943.7398 | 43882511.5445 | 77.9602 | 562883.37
Total | 403564797 | 447480012.7 | 84.7989 | 5276956.23
component | npv_cost | Cost (million Euros)
TotalGenFixedCosts | 271709522.695 | 271.7095
StorageEnergyInstallCosts | 900416.985 | 0.90042
GenVariableOMCostsInTP | 2365884.6612 | 2.3659
FuelCostsPerTP | 128588972.6258 | 128.589
PERIOD | SystemCostPerPeriod_NPV | SystemCostPerPeriod_Real | EnergyCostReal_per_MWh | SystemDemand_MWh
2021 | 54103248.7971 | 55185313.7731 | 111.9459 | 492964.01
2022 | 53511410.4783 | 55673271.4617 | 111.2244 | 500549
2023 | 38292148.929 | 40635934.7806 | 79.9489 | 508273.64
2024 | 37809194.138 | 40925887.6786 | 79.3583 | 515710.3
2025 | 37518347.4898 | 41423287.2313 | 79.1771 | 523172.79
2026 | 37178558.651 | 41869095.5551 | 78.8446 | 531032.88
2027 | 36819977.9496 | 42294580.9539 | 78.3904 | 539537.67
2028 | 36463725.8903 | 42723066.5057 | 78.0741 | 547211.77
2029 | 35869240.9041 | 42867063.2466 | 77.1517 | 555620.8
2030 | 35998943.7398 | 43882511.5445 | 77.9602 | 562883.37
2031 | 11764360.7 | 14627503.85 | 84.7989 | 534739.2015
2032 | 11533686.96 | 14627503.85 | 28.7942 | 508002.2414
2033 | 11307536.24 | 14627503.85 | 30.3097 | 482602.1294
2034 | 11085819.84 | 14627503.85 | 31.9049 | 458472.0229
2035 | 10868450.82 | 14627503.85 | 33.5841 | 435548.4217
2036 | 10655343.94 | 14627503.85 | 35.3517 | 413771.0007
2037 | 10446415.63 | 14627503.85 | 37.2123 | 393082.4506
2038 | 10241583.95 | 14627503.85 | 39.1708 | 373428.3281
2039 | 10040768.58 | 14627503.85 | 41.2325 | 354756.9117
2040 | 9843890.765 | 14627503.85 | 43.4026 | 337019.0661
Total | 511352654.4 | 593755051.2 | 62.0539 | 9568378.004