## CAPEX_OPEX
Generation | [8 empty] | EUR/USD | 1.1
| CAPEX (EUR/MW) |  | OPEX (EUR/MW-yr) |  | Variable OPEX (EUR/MWh) |  | Heat rate (Btu/MWh) |  | OPEX/CAPEX
Diesel | 727272.7273 | NREL Pg25 | 31818.1818 | NREL Pg25 |  |  | 11.095 | EIA-2018 | 4.375%
| 454545.4545 | Lazard 2014 | 13636.3636 | Lazard 2014 | 0 | Lazard 2014 | 10 | Lazard 2014 | 3%
Seacable | 2400000 | REE | 60000 | NorthSeaGrid |  |  |  |  | 2.5%
NG_GT | 832727.2727 | NREL | 10909.0909 | NREL | 6.3636 | NREL |  |  | 1.31%
| 616363.6364 | EIA-2016 | 6181.8182 | EIA-2016 | 9.7273 | EIA-2016 | 9.8 | EIA-2016 | 1.003%
| 600000 | Fraunhofer | 20000 | Fraunhofer |  |  |  |  | 3.333%
| 863636.3636 | Lazard | 18863.6364 | Lazard | 5.6818 | Lazard | 8 | Lazard | 2.184%
CCGT | 840000 | NREL | 10000 | NREL | 2.7273 | NREL |  |  | 1.19%
| 867272.7273 | EIA | 11045.4546 | EIA | 1.6909 | EIA | 6.37 | EIA | 1.274%
| 1100000 | Fraunhofer | 22000 | Fraunhofer |  |  |  |  | 2%
| 1181818.182 | Lazard | 12272.7273 | Lazard | 3.4091 | Lazard | 6.133 | Lazard | 1.038%
CCGT_CCS | 2077272.727 | NREL | 30909.0909 | NREL | 6.3636 | NREL |  |  | 1.488%
| 2335454.545 | EIA | 24981.8182 | EIA | 5.2909 | EIA | 7.124 | EIA | 1.07%
MSW_landfill_gas | 1415454.545 | EIA | 18200 | EIA | 5.6091 | EIA | 8.513 | EIA | 1.286%
Biomass | 3709090.909 | EIA | 113809.0909 | EIA | 4.3727 | EIA | 13.5 | EIA | 3.068%
| 3782727.273 | NREL | 101818.1818 | NREL | 5.4545 | NREL |  |  | 2.692%
Residential_PV | 2454545.455 | NREL | 20909.0909 | NREL | - | - | - | - | 0.8519%
| 1400000 | Fraunhofer | 35000 | Fraunhofer | - | - | - | - | 2.5%
| 2681818.182 | Lazard | 22727.2727 | Lazard | - | - | - | - | 0.8475%
Commercial_PV | 1685454.545 | NREL | 16363.6364 | NREL | - | - | - | - | 0.9709%
| 1000000 | Fraunhofer | 25000 | Fraunhofer | - | - | - | - | 2.5%
| 2045454.545 | Lazard | 14545.4546 | Lazard | - | - | - | - | 0.7111%
Utility_PV | 1008181.818 | NREL | 18181.8182 | NREL | - | - | - | - | 1.803%
| 800000 | Fraunhofer | 20000 | Fraunhofer | - | - | - | - | 2.5%
| 818181.8182 | Lazard | 8181.8182 | Lazard | - | - | - | - | 1%
Wind_OnShore | 1475454.545 | NREL | 40000 | NREL | - | - | - | - | 2.711%
| 2000000 | Fraunhofer | 30000 | Fraunhofer | - | - | - | - | 1.5%
| 1363636.364 | Lazard | 33181.8182 | Lazard | - | - | - | - | 2.433%
| 1199090.909 | EIA | 23836.3636 | EIA | - | - | - | - | 1.988%
STORAGE
| CAPEX (EUR/MW) |  | OPEX (EUR/MW-yr) |  | Expansion Cost (EUR/MWh)**
Battery_Utility_4h | 1454545.455 | NREL* | 36363.6364 | NREL | 300000 | NREL Pg 22
| 1261818.182 | Lazard Pg 11 | 31545.4545 |  | 380909.0909 | Lazard
Battery_Utility_2h | 1037878.788 | NREL* | 25946.9697 | NREL | 412727.2727 | NREL
| 667272.7273 | Lazard Pg 11 | 16681.8182 |  | 390000 | Lazard
Battery_Utility_1h | 829545.4545 | NREL* | 20738.6364 | NREL | 546363.6364 | NREL
| 360454.5455 | Lazard Pg 11 | 9011.3636 |  | 400000 | Lazard
Battery_Utility_30m | 725378.7879 | NREL* | 18134.4697 | NREL | 813636.3636 | NREL
Hydrogen_ALKEC | 750000 | IRENA | 15000 | IRENA
| 830000 | FCH2 JU (mid) | 24900 | FCH2 JU (mid)
Hydrogen_PEMEC | 1200000 | IRENA | 24000 | IRENA
| 1300000 | FCH2 JU (mid) | 39000 | FCH2 JU (mid)
1400000
Hydrogen_ALKFC
Hydrogen_PEMFC
Hydrogen_Storage
*Total System Cost ($/kW) = Battery Pack Cost ($/kWh) × Storage Duration (hr) + BOS Cost ($/kW)
** Switch's gen_storage_energy_overnight_cost
Switch Tutorial Model (for comparison/reference)
GENERATION_PROJECT | gen_overnight_cost | build_year | Cost drop (base 2020)
Oahu_Battery_4 | 1813835.2618 | 2020 | -
Oahu_Battery_4 | 1338821.0735 | 2025 | 26.19%
Oahu_Battery_4 | 1086689.1117 | 2030 | 40.09%
Oahu_Battery_4 | 929115.7227 | 2035 | 48.78%
Oahu_Battery_4 | 816590.6426 | 2040 | 54.98%
Oahu_Battery_4 | 729618.531 | 2045 | 59.77%
Oahu_Battery_6 | 2184423.7804 | 2020
Oahu_Battery_6 | 1612206.2928 | 2025 | 26.2%
Oahu_Battery_6 | 1308700.8658 | 2030 | 40.09%
Oahu_Battery_6 | 1118643.93 | 2035 | 48.79%
Oahu_Battery_6 | 983427.9965 | 2040 | 54.98%
Oahu_Battery_6 | 879238.0174 | 2045 | 59.75%
Oahu_Battery_Conting | 501877.4159 | 2020 | -
Oahu_Battery_Conting | 355996.9521 | 2025 | 29.07%
Oahu_Battery_Conting | 281214.8884 | 2030 | 43.97%
Oahu_Battery_Conting | 235841.491 | 2035 | 53.01%
Oahu_Battery_Conting | 205288.1504 | 2040 | 59.1%
Oahu_Battery_Conting | 182404.6328 | 2045 | 63.66%
Oahu_Battery_Reg | 728141.2601 | 2020 | -
Oahu_Battery_Reg | 522923.7526 | 2025 | 28.18%
Oahu_Battery_Reg | 416758.9067 | 2030 | 42.76%
Oahu_Battery_Reg | 351980.9563 | 2035 | 51.66%
Oahu_Battery_Reg | 306954.6629 | 2040 | 57.84%
Oahu_Battery_Reg | 273606.9491 | 2045 | 62.42%

## Assumptions
Generation cost (CAPEX)
| CAPEX reduction/year (%) | Assumed CAPEX reduction by 2030 (%) | Reference
Diesel | 0.5116% | 5% | self
Fueloil | 0.5116% | 5% | self
NG_GT | 0.7567% | 7.314% | NREL
CCGT | 0.8313% | 8.009% | NREL
CCGT_CCS | 1.418% | 13.3% | NREL
MSW | 0%
Biomass | 0.4213% | 4.134% | NREL
Residential_PV | 6.543% | 49.17% | NREL
Commercial_PV | 3.751% | 31.77% | NREL
Utility_PV | 2.511% | 22.45% | NREL
Wind_OnShore | 2.484% | 22.24% | NREL
Battery_Utility_4h | 4.557% | 37.27% | NREL - Page 22 (mid)
Battery_Utility_2h | 4.557% | 37.27%
Battery_Utility_1h | 4.557% | 37.27%
Seacable | 0% | 0% | -
NOT USED (in grey)
Electricity YoY demand growth (%) |  |  | Electric vehicles
2021 | 0% |  | LOAD_ZONE | PERIOD | ev_share | ev_miles_per_kwh | ice_miles_per_gallon | n_all_vehicles | vmt_per_vehicle
2022 | 1% |  | menorca | 2021 | 0% | 3 | 25 | 75000 | 5000
2023 | 1% |  | menorca | 2022 | 1% | 3 | 25 | 75000 | 5000
2024 | 1% |  | menorca | 2023 | 2% | 3 | 25 | 75000 | 5000
2025 | 1% |  | menorca | 2024 | 3% | 4 | 25 | 75000 | 5000
2026 | 1% |  | menorca | 2025 | 5% | 4 | 25 | 75000 | 5000
2027 | 1% |  | menorca | 2026 | 8% | 4 | 30 | 75000 | 5000
2028 | 1% |  | menorca | 2027 | 12% | 5 | 30 | 75000 | 5000
2029 | 1% |  | menorca | 2028 | 17% | 5 | 30 | 75000 | 5000
2030 | 1% |  | menorca | 2029 | 23% | 6 | 30 | 75000 | 5000
|  |  | menorca | 2030 | 30% | 6 | 30 | 75000 | 5000

## gen_build_costs
GENERATION_PROJECT | build_year | gen_overnight_cost | gen_fixed_om | gen_storage_energy_overnight_cost | gen_overnight_cost_BASELINE | gen_fixed_om_BASELINE | gen_storage_energy_overnight_cost_BASELINE | cost_reduction_factor
Diesel_GE | 2003 | 590909.0909 | 22727.2727 | . | 590909.0909 | 22727.2727 | . | 100%
Diesel_P&W | 2003 | 590909.0909 | 22727.2727 | . | 590909.0909 | 22727.2727 | . | 100%
Fueloil_MB&W | 2003 | 590909.0909 | 22727.2727 | . | 590909.0909 | 22727.2727 | . | 100%
Wind_Mila | 2004 | 2000000 | 40000 | . | 2000000 | 40000 | . | 100%
PV_SonSalomo | 2008 | 5000000 | 100000 | . | 5000000 | 100000 | . | 100%
Seacable | 2020 | 2400000 | 60000 | . | 2400000 | 60000 | . | 100% | http://www.northseagrid.info/sites/default/files/NorthSeaGrid_Final_Report_Annexes.pdf
NG_GT | 2020 | 717203.2919 | 13882.7851 | . | 722671.7077 | 13988.6364 | . | 99.24%
CCGT | 2020 | 988982.5706 | 13714.5828 | . | 997272.7273 | 13829.5454 | . | 99.17%
CCGT_CCS | 2020 | 2175088.43 | 27549.3277 | . | 2206363.636 | 27945.4545 | . | 98.58%
Utility_PV | 2020 | 853473.9942 | 15066.5191 | . | 875454.5455 | 15454.5454 | . | 97.49%
Wind_OnShore | 2020 | 1472042.261 | 30965.6345 | . | 1509545.455 | 31754.5455 | . | 97.52%
Battery_Utility_4h | 2020 | 1296294.125 | 32407.3531 | 324941.1981 | 1358181.818 | 33954.5454 | 340454.5455 | 95.44%
Battery_Utility_2h | 2020 | 813726.8009 | 20343.17 | 383074.8704 | 852575.7576 | 21314.3939 | 401363.6364 | 95.44%
Battery_Utility_1h | 2020 | 567887.8883 | 14197.1972 | 451620.5437 | 595000 | 14875 | 473181.8182 | 95.44%
Seacable | 2021 | 2400000 | 60000 | . | 2400000 | 60000 | . | 100%
NG_GT | 2021 | 711776.2552 | 13777.7349 | . | 722671.7077 | 13988.6364 | . | 98.49%
CCGT | 2021 | 980761.3287 | 13600.5758 | . | 997272.7273 | 13829.5454 | . | 98.34%
CCGT_CCS | 2021 | 2144256.55 | 27158.816 | . | 2206363.636 | 27945.4545 | . | 97.19%
Utility_PV | 2021 | 832045.3216 | 14688.2352 | . | 875454.5455 | 15454.5454 | . | 95.04%
Wind_OnShore | 2021 | 1435470.797 | 30196.3234 | . | 1509545.455 | 31754.5455 | . | 95.09%
Battery_Utility_4h | 2021 | 1237226.443 | 30930.6611 | 310134.7408 | 1358181.818 | 33954.5454 | 340454.5455 | 91.09%
Battery_Utility_2h | 2021 | 776648.0582 | 19416.2015 | 365619.4608 | 852575.7576 | 21314.3939 | 401363.6364 | 91.09%
Battery_Utility_1h | 2021 | 542011.1826 | 13550.2796 | 431041.7426 | 595000 | 14875 | 473181.8182 | 91.09%
Seacable | 2022 | 2400000 | 60000 | . | 2400000 | 60000 | . | 100%
NG_GT | 2022 | 706390.2847 | 13673.4796 | . | 722671.7077 | 13988.6364 | . | 97.75%
CCGT | 2022 | 972608.4284 | 13487.5166 | . | 997272.7273 | 13829.5454 | . | 97.53%
CCGT_CCS | 2022 | 2113861.712 | 26773.8397 | . | 2206363.636 | 27945.4545 | . | 95.81%
Utility_PV | 2022 | 811154.6712 | 14319.449 | . | 875454.5455 | 15454.5454 | . | 92.66%
Wind_OnShore | 2022 | 1399807.916 | 29446.125 | . | 1509545.455 | 31754.5455 | . | 92.73%
Battery_Utility_4h | 2022 | 1180850.272 | 29521.2568 | 296002.9631 | 1358181.818 | 33954.5454 | 340454.5455 | 86.94%
Battery_Utility_2h | 2022 | 741258.8667 | 18531.4717 | 348959.4345 | 852575.7576 | 21314.3939 | 401363.6364 | 86.94%
Battery_Utility_1h | 2022 | 517313.5897 | 12932.8397 | 411400.647 | 595000 | 14875 | 473181.8182 | 86.94%
Seacable | 2023 | 2400000 | 60000 | . | 2400000 | 60000 | . | 100%
NG_GT | 2023 | 701045.0695 | 13570.0131 | . | 722671.7077 | 13988.6364 | . | 97.01%
CCGT | 2023 | 964523.3019 | 13375.3972 | . | 997272.7273 | 13829.5454 | . | 96.72%
CCGT_CCS | 2023 | 2083897.721 | 26394.3205 | . | 2206363.636 | 27945.4545 | . | 94.45%
Utility_PV | 2023 | 790788.5346 | 13959.9222 | . | 875454.5455 | 15454.5454 | . | 90.33%
Wind_OnShore | 2023 | 1365031.045 | 28714.5645 | . | 1509545.455 | 31754.5455 | . | 90.43%
Battery_Utility_4h | 2023 | 1127042.97 | 28176.0743 | 282515.1221 | 1358181.818 | 33954.5454 | 340454.5455 | 82.98%
Battery_Utility_2h | 2023 | 707482.2394 | 17687.056 | 333058.5485 | 852575.7576 | 21314.3939 | 401363.6364 | 82.98%
Battery_Utility_1h | 2023 | 493741.3816 | 12343.5345 | 392654.5288 | 595000 | 14875 | 473181.8182 | 82.98%
Seacable | 2024 | 2400000 | 60000 | . | 2400000 | 60000 | . | 100%
NG_GT | 2024 | 695740.3012 | 13467.3296 | . | 722671.7077 | 13988.6364 | . | 96.27%
CCGT | 2024 | 956505.3856 | 13264.2098 | . | 997272.7273 | 13829.5454 | . | 95.91%
CCGT_CCS | 2024 | 2054358.469 | 26020.181 | . | 2206363.636 | 27945.4545 | . | 93.11%
Utility_PV | 2024 | 770933.7426 | 13609.4222 | . | 875454.5455 | 15454.5454 | . | 88.06%
Wind_OnShore | 2024 | 1331118.172 | 28001.179 | . | 1509545.455 | 31754.5455 | . | 88.18%
Battery_Utility_4h | 2024 | 1075687.483 | 26892.1871 | 269641.8758 | 1358181.818 | 33954.5454 | 340454.5455 | 79.2%
Battery_Utility_2h | 2024 | 675244.6974 | 16881.1174 | 317882.2114 | 852575.7576 | 21314.3939 | 401363.6364 | 79.2%
Battery_Utility_1h | 2024 | 471243.2782 | 11781.082 | 374762.6071 | 595000 | 14875 | 473181.8182 | 79.2%
Seacable | 2025 | 2400000 | 60000 | . | 2400000 | 60000 | . | 100%
NG_GT | 2025 | 690475.6738 | 13365.4231 | . | 722671.7077 | 13988.6364 | . | 95.54%
CCGT | 2025 | 948554.1209 | 13153.9467 | . | 997272.7273 | 13829.5454 | . | 95.11%
CCGT_CCS | 2025 | 2025237.936 | 25651.3449 | . | 2206363.636 | 27945.4545 | . | 91.79%
Utility_PV | 2025 | 751577.4565 | 13267.7225 | . | 875454.5455 | 15454.5454 | . | 85.85%
Wind_OnShore | 2025 | 1298047.831 | 27305.5168 | . | 1509545.455 | 31754.5455 | . | 85.99%
Battery_Utility_4h | 2025 | 1026672.089 | 25666.8022 | 257355.2192 | 1358181.818 | 33954.5454 | 340454.5455 | 75.59%
Battery_Utility_2h | 2025 | 644476.1097 | 16111.9027 | 303397.4079 | 852575.7576 | 21314.3939 | 401363.6364 | 75.59%
Battery_Utility_1h | 2025 | 449770.3364 | 11244.2584 | 357685.9589 | 595000 | 14875 | 473181.8182 | 75.59%
Seacable | 2026 | 2400000 | 60000 | . | 2400000 | 60000 | . | 100%
NG_GT | 2026 | 685250.8836 | 13264.2877 | . | 722671.7077 | 13988.6364 | . | 94.82%
CCGT | 2026 | 940668.9536 | 13044.6002 | . | 997272.7273 | 13829.5454 | . | 94.32%
CCGT_CCS | 2026 | 1996530.187 | 25287.7371 | . | 2206363.636 | 27945.4545 | . | 90.49%
Utility_PV | 2026 | 732707.1601 | 12934.602 | . | 875454.5455 | 15454.5454 | . | 83.69%
Wind_OnShore | 2026 | 1265799.091 | 26627.1378 | . | 1509545.455 | 31754.5455 | . | 83.85%
Battery_Utility_4h | 2026 | 979890.1593 | 24497.254 | 245628.4235 | 1358181.818 | 33954.5454 | 340454.5455 | 72.15%
Battery_Utility_2h | 2026 | 615109.5411 | 15377.7385 | 289572.6274 | 852575.7576 | 21314.3939 | 401363.6364 | 72.15%
Battery_Utility_1h | 2026 | 429275.8429 | 10731.8961 | 341387.435 | 595000 | 14875 | 473181.8182 | 72.15%
Seacable | 2027 | 2400000 | 60000 | . | 2400000 | 60000 | . | 100%
NG_GT | 2027 | 680065.629 | 13163.9176 | . | 722671.7077 | 13988.6364 | . | 94.1%
CCGT | 2027 | 932849.3344 | 12936.1627 | . | 997272.7273 | 13829.5454 | . | 93.54%
CCGT_CCS | 2027 | 1968229.37 | 24929.2834 | . | 2206363.636 | 27945.4545 | . | 89.21%
Utility_PV | 2027 | 714310.6513 | 12609.8453 | . | 875454.5455 | 15454.5454 | . | 81.59%
Wind_OnShore | 2027 | 1234351.539 | 25965.6123 | . | 1509545.455 | 31754.5455 | . | 81.77%
Battery_Utility_4h | 2027 | 935239.9215 | 23380.998 | 234435.9777 | 1358181.818 | 33954.5454 | 340454.5455 | 68.86%
Battery_Utility_2h | 2027 | 587081.1065 | 14677.0277 | 276377.7947 | 852575.7576 | 21314.3939 | 401363.6364 | 68.86%
Battery_Utility_1h | 2027 | 409715.2133 | 10242.8803 | 325831.5791 | 595000 | 14875 | 473181.8182 | 68.86%
Seacable | 2028 | 2400000 | 60000 | . | 2400000 | 60000 | . | 100%
NG_GT | 2028 | 674919.611 | 13064.307 | . | 722671.7077 | 13988.6364 | . | 93.39%
CCGT | 2028 | 925094.7184 | 12828.6266 | . | 997272.7273 | 13829.5454 | . | 92.76%
CCGT_CCS | 2028 | 1940329.717 | 24575.9108 | . | 2206363.636 | 27945.4545 | . | 87.94%
Utility_PV | 2028 | 696376.0344 | 12293.2426 | . | 875454.5455 | 15454.5454 | . | 79.54%
Wind_OnShore | 2028 | 1203685.271 | 25320.5218 | . | 1509545.455 | 31754.5455 | . | 79.74%
Battery_Utility_4h | 2028 | 892624.2421 | 22315.606 | 223753.5332 | 1358181.818 | 33954.5454 | 340454.5455 | 65.72%
Battery_Utility_2h | 2028 | 560329.8316 | 14008.2458 | 263784.2054 | 852575.7576 | 21314.3939 | 401363.6364 | 65.72%
Battery_Utility_1h | 2028 | 391045.8946 | 9776.1474 | 310984.5502 | 595000 | 14875 | 473181.8182 | 65.72%
Seacable | 2029 | 2400000 | 60000 | . | 2400000 | 60000 | . | 100%
NG_GT | 2029 | 669812.5325 | 12965.4501 | . | 722671.7077 | 13988.6364 | . | 92.69%
CCGT | 2029 | 917404.5651 | 12721.9844 | . | 997272.7273 | 13829.5454 | . | 91.99%
CCGT_CCS | 2029 | 1912825.542 | 24227.5472 | . | 2206363.636 | 27945.4545 | . | 86.7%
Utility_PV | 2029 | 678891.7124 | 11984.5889 | . | 875454.5455 | 15454.5454 | . | 77.55%
Wind_OnShore | 2029 | 1173780.877 | 24691.458 | . | 1509545.455 | 31754.5455 | . | 77.76%
Battery_Utility_4h | 2029 | 851950.4132 | 21298.7603 | 213557.8512 | 1358181.818 | 33954.5454 | 340454.5455 | 62.73%
Battery_Utility_2h | 2029 | 534797.5207 | 13369.938 | 251764.4628 | 852575.7576 | 21314.3939 | 401363.6364 | 62.73%
Battery_Utility_1h | 2029 | 373227.2727 | 9330.6818 | 296814.0496 | 595000 | 14875 | 473181.8182 | 62.73%
Seacable | 2030 | 2400000 | 60000 | . | 2400000 | 60000 | . | 100%
NG_GT | 2030 | 664744.0991 | 12867.3412 | . | 722671.7077 | 13988.6364 | . | 91.98%
CCGT | 2030 | 909778.3388 | 12616.2288 | . | 997272.7273 | 13829.5454 | . | 91.23%
CCGT_CCS | 2030 | 1885711.239 | 23884.1217 | . | 2206363.636 | 27945.4545 | . | 85.47%
Utility_PV | 2030 | 661846.3796 | 11683.6848 | . | 875454.5455 | 15454.5454 | . | 75.6%
Wind_OnShore | 2030 | 1144619.429 | 24078.0227 | . | 1509545.455 | 31754.5455 | . | 75.83%
Battery_Utility_4h | 2030 | 813129.9514 | 20328.2488 | 203826.7515 | 1358181.818 | 33954.5454 | 340454.5455 | 59.87%
Battery_Utility_2h | 2030 | 510428.6297 | 12760.7157 | 240292.4187 | 852575.7576 | 21314.3939 | 401363.6364 | 59.87%
Battery_Utility_1h | 2030 | 356220.5845 | 8905.5146 | 283289.2501 | 595000 | 14875 | 473181.8182 | 59.87%

## generation_projects_info
GENERATION_PROJECT | gen_tech | gen_load_zone | gen_connect_cost_per_mw | gen_capacity_limit_mw | gen_full_load_heat_rate | gen_variable_om | gen_max_age | gen_min_build_capacity | gen_scheduled_outage_rate | gen_forced_outage_rate | gen_is_variable | gen_is_baseload | gen_is_cogen | gen_energy_source | gen_unit_size | gen_ccs_capture_efficiency | gen_ccs_energy_load | gen_storage_efficiency | gen_storage_energy_to_power_ratio | gen_storage_max_cycles_per_year | gen_store_to_release_ratio | gen_min_uptime | gen_min_downtime | gen_startup_fuel
Diesel_GE | diesel | Menorca | 0 | 76 | 10.5475 | 0 | 20 | 0 | 0.015 | 0 | 0 | 0 | 0 | diesel | . | . | . | . | . | . | .
Diesel_P&W | diesel | Menorca | 0 | 148.2 | 10.5475 | 0 | 20 | 0 | 0.015 | 0 | 0 | 0 | 0 | diesel | . | . | . | . | . | . | .
Fueloil_MB&W | fueloil | Menorca | 0 | 47.4 | 10.5475 | 0 | 20 | 0 | 0.015 | 0 | 0 | 0 | 0 | fueloil | . | . | . | . | . | . | .
Wind_Mila | mila_wind | Menorca | 0 | 3.2 | . | 0 | 25 | 2 | 0.03 | 0 | 1 | 0 | 0 | wind | . | . | . | . | . | . | .
PV_SonSalomo | salomo_pv | Menorca | 0 | 5.1 | . | 0 | 25 | 0 | 0.01 | 0 | 1 | 0 | 0 | sun | . | . | . | . | . | . | .
Seacable | cable | Menorca | 0 | 105 | 3.5175 | 0 | 40 | 35 | 0.02 | 0 | 0 | 0 | 0 | cable | 35 | . | . | . | . | . | .
NG_GT | nat_gas | Menorca | 0 | . | 8.9 | 7.2576 | 30 | 10 | 0.02 | 0 | 0 | 0 | 0 | gas | 10 | . | . | . | . | . | .
CCGT | ccgt | Menorca | 0 | . | 6.2515 | 2.6091 | 30 | 100 | 0.02 | 0 | 0 | 0 | 0 | gas | 100 | . | . | . | . | . | .
CCGT_CCS | ccgt_ccs | Menorca | 0 | . | 7.124 | 5.8273 | 30 | 100 | 0.02 | 0 | 0 | 0 | 0 | gas_ccs | 100 | . | . | . | . | . | .
Biomass | biomass | Menorca | 0 | . | 13.5 | 4.9136 | 30 | 0 | 0.02 | 0 | 0 | 1 | 0 | biomass | . | . | . | . | . | . | .
Residential_PV | rooftop_pv | Menorca | 0 | 0.015 | . | 0 | 25 | 0.005 | 0 | 0 | 1 | 0 | 0 | sun | 0.005 | . | . | . | . | . | .
Commercial_PV | commercial_pv | Menorca | 0 | 1 | . | 0 | 25 | 0.1 | 0 | 0 | 1 | 0 | 0 | sun | 0.1 | . | . | . | . | . | .
Utility_PV | utility_pv | Menorca | 0 | 300 | . | 0 | 25 | 2 | 0.01 | 0 | 1 | 0 | 0 | sun | 2 | . | . | . | . | . | .
Wind_OnShore | wind | Menorca | 0 | 100 | . | 0 | 25 | 3.45 | 0.03 | 0 | 1 | 0 | 0 | wind | 3.45 | . | . | . | . | . | .
Battery_Utility_4h | bat_4h | Menorca | 0 | . | . | 0 | 15 | 1 | 0 | 0 | 0 | 0 | 0 | battery | 1 | . | . | 0.85 | 4 | . | 1
Battery_Utility_2h | bat_2h | Menorca | 0 | . | . | 0 | 15 | 1 | 0 | 0 | 0 | 0 | 0 | battery | 1 | . | . | 0.85 | 2 | . | 1
Battery_Utility_1h | bat_1h | Menorca | 0 | . | . | 0 | 15 | 1 | 0 | 0 | 0 | 0 | 0 | battery | 1 | . | . | 0.85 | 1 | . | 1
Battery_Utility_30m | bat_30m | Menorca | 0 | . | . | 0 | 15 | 0 | 0 | 0 | 0 | 0 | 0 | battery | . | . | . | 0.85 | 0.5 | . | 1
MSW_landfill_gas | msw_gas | Menorca | 0 | . | 8.513 | 5.6091 | 30 | 0 | 0.05 | 0 | 0 | 1 | 1 | biogas | . | . | . | . | . | . | .
Seacable_Conting | cable | Menorca | 0 | 35 | . | 0 | 30 | 0 | 0 | 0 | 0 | 0 | 0 | cable | . | . | . | . | . | . | .
Hydrogen | h2 | Menorca | 0
Update later based on note from cell E1
Commercial_PV_1 | Commercial_PV | 1
Commercial_PV_2 | Commercial_PV | 2
Commercial_PV_3 | Commercial_PV | 3
Commercial_PV_4 | Commercial_PV | 4
Commercial_PV_5 | Commercial_PV | 5
Commercial_PV_6 | Commercial_PV | 6
Commercial_PV_7 | Commercial_PV | 7
Commercial_PV_8 | Commercial_PV | 8
Commercial_PV_9 | Commercial_PV | 9
Commercial_PV_10 | Commercial_PV | 10
Commercial_PV_11 | Commercial_PV | 11
Commercial_PV_12 | Commercial_PV | 12
Commercial_PV_13 | Commercial_PV | 13
Commercial_PV_14 | Commercial_PV | 14
Commercial_PV_15 | Commercial_PV | 15
Commercial_PV_16 | Commercial_PV | 16
Commercial_PV_17 | Commercial_PV | 17
Commercial_PV_18 | Commercial_PV | 18
Commercial_PV_19 | Commercial_PV | 19
Commercial_PV_20 | Commercial_PV | 20
Commercial_PV_21 | Commercial_PV | 21
Commercial_PV_22 | Commercial_PV | 22
Commercial_PV_23 | Commercial_PV | 23
Commercial_PV_24 | Commercial_PV | 24
Commercial_PV_25 | Commercial_PV | 25
Commercial_PV_26 | Commercial_PV | 26
Commercial_PV_27 | Commercial_PV | 27
Commercial_PV_28 | Commercial_PV | 28
Commercial_PV_29 | Commercial_PV | 29
Commercial_PV_30 | Commercial_PV | 30
Commercial_PV_31 | Commercial_PV | 31
Commercial_PV_32 | Commercial_PV | 32
Commercial_PV_33 | Commercial_PV | 33
Commercial_PV_34 | Commercial_PV | 34
Commercial_PV_35 | Commercial_PV | 35
Commercial_PV_36 | Commercial_PV | 36
Commercial_PV_37 | Commercial_PV | 37
Commercial_PV_38 | Commercial_PV | 38
Commercial_PV_39 | Commercial_PV | 39
Commercial_PV_40 | Commercial_PV | 40
Commercial_PV_41 | Commercial_PV | 41
Commercial_PV_42 | Commercial_PV | 42
Commercial_PV_43 | Commercial_PV | 43
Commercial_PV_44 | Commercial_PV | 44
Commercial_PV_45 | Commercial_PV | 45
Commercial_PV_46 | Commercial_PV | 46
Commercial_PV_47 | Commercial_PV | 47
Commercial_PV_48 | Commercial_PV | 48
Commercial_PV_49 | Commercial_PV | 49
Commercial_PV_50 | Commercial_PV | 50
Commercial_PV_51 | Commercial_PV | 51
Commercial_PV_52 | Commercial_PV | 52
Commercial_PV_53 | Commercial_PV | 53
Commercial_PV_54 | Commercial_PV | 54
Commercial_PV_55 | Commercial_PV | 55
Commercial_PV_56 | Commercial_PV | 56
Commercial_PV_57 | Commercial_PV | 57
Commercial_PV_58 | Commercial_PV | 58
Commercial_PV_59 | Commercial_PV | 59
Commercial_PV_60 | Commercial_PV | 60
Commercial_PV_61 | Commercial_PV | 61
Commercial_PV_62 | Commercial_PV | 62
Commercial_PV_63 | Commercial_PV | 63
Commercial_PV_64 | Commercial_PV | 64
Commercial_PV_65 | Commercial_PV | 65
Commercial_PV_66 | Commercial_PV | 66
Commercial_PV_67 | Commercial_PV | 67
Commercial_PV_68 | Commercial_PV | 68
Commercial_PV_69 | Commercial_PV | 69
Commercial_PV_70 | Commercial_PV | 70
Commercial_PV_71 | Commercial_PV | 71
Commercial_PV_72 | Commercial_PV | 72
Commercial_PV_73 | Commercial_PV | 73
Commercial_PV_74 | Commercial_PV | 74
Commercial_PV_75 | Commercial_PV | 75
Commercial_PV_76 | Commercial_PV | 76
Commercial_PV_77 | Commercial_PV | 77
Commercial_PV_78 | Commercial_PV | 78
Commercial_PV_79 | Commercial_PV | 79
Commercial_PV_80 | Commercial_PV | 80
Commercial_PV_81 | Commercial_PV | 81
Commercial_PV_82 | Commercial_PV | 82
Commercial_PV_83 | Commercial_PV | 83
Commercial_PV_84 | Commercial_PV | 84
Commercial_PV_85 | Commercial_PV | 85
Commercial_PV_86 | Commercial_PV | 86
Commercial_PV_87 | Commercial_PV | 87
Commercial_PV_88 | Commercial_PV | 88
Commercial_PV_89 | Commercial_PV | 89
Commercial_PV_90 | Commercial_PV | 90
Commercial_PV_91 | Commercial_PV | 91
Commercial_PV_92 | Commercial_PV | 92
Commercial_PV_93 | Commercial_PV | 93
Commercial_PV_94 | Commercial_PV | 94
Commercial_PV_95 | Commercial_PV | 95
Commercial_PV_96 | Commercial_PV | 96
Commercial_PV_97 | Commercial_PV | 97
Commercial_PV_98 | Commercial_PV | 98
Commercial_PV_99 | Commercial_PV | 99
Commercial_PV_100 | Commercial_PV | 100
Utility_PV_1 | Utility_PV | 1
Utility_PV_2 | Utility_PV | 2
Utility_PV_3 | Utility_PV | 3
Utility_PV_4 | Utility_PV | 4
Utility_PV_5 | Utility_PV | 5
Utility_PV_6 | Utility_PV | 6
Utility_PV_7 | Utility_PV | 7
Utility_PV_8 | Utility_PV | 8
Utility_PV_9 | Utility_PV | 9
Utility_PV_10 | Utility_PV | 10
Wind_OnShore_1
Wind_OnShore_2
Wind_OnShore_3
Wind_OnShore_4
Wind_OnShore_5

## gen_build_predetermined
GENERATION_PROJECT | build_year | gen_predetermined_cap
Diesel_GE | 2003 | 76
Diesel_P&W | 2003 | 148.2
Fueloil_MB&W | 2003 | 47.4
Wind_Mila | 2004 | 3.2
PV_SonSalomo | 2008 | 5.1
Seacable | 2020 | 35

## loads (hidden)
LOAD_ZONE | TIMEPOINT | zone_demand_mw
Menorca | 1 | 38.7
Menorca | 2 | 36.2
Menorca | 3 | 33.2
Menorca | 4 | 31.3
Menorca | 5 | 29.5
Menorca | 6 | 29.2
Menorca | 7 | 29.7
Menorca | 8 | 31.7
Menorca | 9 | 33.3
Menorca | 10 | 37.3
Menorca | 11 | 40.7
Menorca | 12 | 42.5
Menorca | 13 | 41.7
Menorca | 14 | 42.2
Menorca | 15 | 40.3
Menorca | 16 | 37.5
Menorca | 17 | 37
Menorca | 18 | 39.8
Menorca | 19 | 46.2
Menorca | 20 | 48.7
Menorca | 21 | 50
Menorca | 22 | 49.5
Menorca | 23 | 44.7
Menorca | 24 | 38.7
Menorca | 25 | 33.8
Menorca | 26 | 30.3
Menorca | 27 | 28.2
Menorca | 28 | 27.7
Menorca | 29 | 28
Menorca | 30 | 29
Menorca | 31 | 34.3
Menorca | 32 | 43.7
Menorca | 33 | 51
Menorca | 34 | 55.7
Menorca | 35 | 57
Menorca | 36 | 55.5
Menorca | 37 | 52.8
Menorca | 38 | 51.8
Menorca | 39 | 49.2
Menorca | 40 | 48.8
Menorca | 41 | 49.7
Menorca | 42 | 53.7
Menorca | 43 | 57.5
Menorca | 44 | 59.2
Menorca | 45 | 60.8
Menorca | 46 | 57.5
Menorca | 47 | 51
Menorca | 48 | 43.8
Menorca | 49 | 36.8
Menorca | 50 | 32.3
Menorca | 51 | 30.2
Menorca | 52 | 29
Menorca | 53 | 28.8
Menorca | 54 | 30.7
Menorca | 55 | 35.8
Menorca | 56 | 45.3
Menorca | 57 | 53.7
Menorca | 58 | 59.3
Menorca | 59 | 61.3
Menorca | 60 | 60
Menorca | 61 | 58.7
Menorca | 62 | 56.5
Menorca | 63 | 53
Menorca | 64 | 52.2
Menorca | 65 | 52.2
Menorca | 66 | 56.2
Menorca | 67 | 59.8
Menorca | 68 | 60.8
Menorca | 69 | 61.7
Menorca | 70 | 59.3
Menorca | 71 | 52.7
Menorca | 72 | 44.3
Menorca | 73 | 37.3
Menorca | 74 | 33.2
Menorca | 75 | 30.5
Menorca | 76 | 29.5
Menorca | 77 | 29.3
Menorca | 78 | 31.2
Menorca | 79 | 36.8
Menorca | 80 | 47.2
Menorca | 81 | 54.8
Menorca | 82 | 60
Menorca | 83 | 61.7
Menorca | 84 | 59.3
Menorca | 85 | 57.5
Menorca | 86 | 55.7
Menorca | 87 | 52.7
Menorca | 88 | 51.7
Menorca | 89 | 52.2
Menorca | 90 | 55.3
Menorca | 91 | 60.2
Menorca | 92 | 61.5
Menorca | 93 | 62
Menorca | 94 | 58.7
Menorca | 95 | 53
Menorca | 96 | 45.8
Menorca | 97 | 39.2
Menorca | 98 | 34.3
Menorca | 99 | 31.7
Menorca | 100 | 29.7
Menorca | 101 | 29.3
Menorca | 102 | 30.3
Menorca | 103 | 33.3
Menorca | 104 | 38.5
Menorca | 105 | 44.3
Menorca | 106 | 51.5
Menorca | 107 | 55
Menorca | 108 | 53.5
Menorca | 109 | 51.2
Menorca | 110 | 50.3
Menorca | 111 | 48.5
Menorca | 112 | 47.8
Menorca | 113 | 47.7
Menorca | 114 | 51.5
Menorca | 115 | 57.3
Menorca | 116 | 53.2
Menorca | 117 | 50.3
Menorca | 118 | 50
Menorca | 119 | 47.3
Menorca | 120 | 44.2
Menorca | 121 | 38.7
Menorca | 122 | 33.8
Menorca | 123 | 30.8
Menorca | 124 | 29
Menorca | 125 | 28.5
Menorca | 126 | 28.8
Menorca | 127 | 30
Menorca | 128 | 33.7
Menorca | 129 | 37.8
Menorca | 130 | 45.2
Menorca | 131 | 47.3
Menorca | 132 | 46.5
Menorca | 133 | 43.7
Menorca | 134 | 42.7
Menorca | 135 | 40.3
Menorca | 136 | 39.2
Menorca | 137 | 39.2
Menorca | 138 | 41.8
Menorca | 139 | 48.3
Menorca | 140 | 52.2
Menorca | 141 | 54.5
Menorca | 142 | 52.8
Menorca | 143 | 47.5
Menorca | 144 | 40.8
Menorca | 145 | 34.5
Menorca | 146 | 30.7
Menorca | 147 | 28.5
Menorca | 148 | 27.7
Menorca | 149 | 28
Menorca | 150 | 29.8
Menorca | 151 | 36.7
Menorca | 152 | 50.3
Menorca | 153 | 57.2
Menorca | 154 | 59.5
Menorca | 155 | 59.8
Menorca | 156 | 58.3
Menorca | 157 | 57.2
Menorca | 158 | 55.8
Menorca | 159 | 53.2
Menorca | 160 | 53.8
Menorca | 161 | 56
Menorca | 162 | 59.5
Menorca | 163 | 62.2
Menorca | 164 | 63.7
Menorca | 165 | 65
Menorca | 166 | 61.8
Menorca | 167 | 53.5
Menorca | 168 | 44.5
Menorca | 169 | 37.3
Menorca | 170 | 33
Menorca | 171 | 30.7
Menorca | 172 | 29.5
Menorca | 173 | 29.8
Menorca | 174 | 31.3
Menorca | 175 | 38.5
Menorca | 176 | 52.5
Menorca | 177 | 59.7
Menorca | 178 | 61.5
Menorca | 179 | 60.8
Menorca | 180 | 59.3
Menorca | 181 | 58.2
Menorca | 182 | 55.7
Menorca | 183 | 52.8
Menorca | 184 | 52
Menorca | 185 | 52.5
Menorca | 186 | 56
Menorca | 187 | 61.3
Menorca | 188 | 63.8
Menorca | 189 | 65.2
Menorca | 190 | 62.2
Menorca | 191 | 53.7
Menorca | 192 | 44.7
Menorca | 193 | 37
Menorca | 194 | 32.7
Menorca | 195 | 30.3
Menorca | 196 | 29.2
Menorca | 197 | 29.5
Menorca | 198 | 30.8
Menorca | 199 | 38
Menorca | 200 | 52.2
Menorca | 201 | 59.7
Menorca | 202 | 60.2
Menorca | 203 | 60.7
Menorca | 204 | 59
Menorca | 205 | 57.7
Menorca | 206 | 55.7
Menorca | 207 | 53.8
Menorca | 208 | 55
Menorca | 209 | 57.2
Menorca | 210 | 61.3
Menorca | 211 | 64.8
Menorca | 212 | 66.5
Menorca | 213 | 67.3
Menorca | 214 | 63.7
Menorca | 215 | 54.8
Menorca | 216 | 45
Menorca | 217 | 37.5
Menorca | 218 | 33.5
Menorca | 219 | 31
Menorca | 220 | 30.2
Menorca | 221 | 30.3
Menorca | 222 | 32.3
Menorca | 223 | 39.3
Menorca | 224 | 53.8
Menorca | 225 | 61.8
Menorca | 226 | 63.5
Menorca | 227 | 66
Menorca | 228 | 65.3
Menorca | 229 | 63.5
Menorca | 230 | 61.8
Menorca | 231 | 58.7
Menorca | 232 | 60.7
Menorca | 233 | 62.8
Menorca | 234 | 65.8
Menorca | 235 | 68.8
Menorca | 236 | 71
Menorca | 237 | 70.5
Menorca | 238 | 66.8
Menorca | 239 | 57
Menorca | 240 | 47.2
Menorca | 241 | 39.3
Menorca | 242 | 34.8
Menorca | 243 | 32.3
Menorca | 244 | 31.3
Menorca | 245 | 31.3
Menorca | 246 | 32.7
Menorca | 247 | 40.7
Menorca | 248 | 55
Menorca | 249 | 63.3
Menorca | 250 | 66.5
Menorca | 251 | 66.7
Menorca | 252 | 65.5
Menorca | 253 | 65.2
Menorca | 254 | 63.5
Menorca | 255 | 61.3
Menorca | 256 | 59
Menorca | 257 | 58.7
Menorca | 258 | 61.7
Menorca | 259 | 66.7
Menorca | 260 | 68.5
Menorca | 261 | 68.5
Menorca | 262 | 65
Menorca | 263 | 57.8
Menorca | 264 | 49.5
Menorca | 265 | 41.8
Menorca | 266 | 36
Menorca | 267 | 32.8
Menorca | 268 | 31.3
Menorca | 269 | 31
Menorca | 270 | 31.8
Menorca | 271 | 34.7
Menorca | 272 | 40.8
Menorca | 273 | 48.2
Menorca | 274 | 57.7
Menorca | 275 | 62.5
Menorca | 276 | 61.8
Menorca | 277 | 58.2
Menorca | 278 | 56.5
Menorca | 279 | 54.8
Menorca | 280 | 52.7
Menorca | 281 | 51.5
Menorca | 282 | 52.5
Menorca | 283 | 58.3
Menorca | 284 | 59.7
Menorca | 285 | 60.5
Menorca | 286 | 58.8
Menorca | 287 | 53.2
Menorca | 288 | 47.2
Menorca | 289 | 40.5
Menorca | 290 | 35
Menorca | 291 | 32
Menorca | 292 | 30.3
Menorca | 293 | 29.8
Menorca | 294 | 30.5
Menorca | 295 | 32
Menorca | 296 | 35.7
Menorca | 297 | 40.8
Menorca | 298 | 47.8
Menorca | 299 | 51.5
Menorca | 300 | 50.8
Menorca | 301 | 48
Menorca | 302 | 48.8
Menorca | 303 | 47.8
Menorca | 304 | 45.7
Menorca | 305 | 45
Menorca | 306 | 47.2
Menorca | 307 | 54.7
Menorca | 308 | 58
Menorca | 309 | 60.3
Menorca | 310 | 58.2
Menorca | 311 | 51.3
Menorca | 312 | 43.3
Menorca | 313 | 36.5
Menorca | 314 | 32.3
Menorca | 315 | 30.2
Menorca | 316 | 29
Menorca | 317 | 29.7
Menorca | 318 | 31.3
Menorca | 319 | 38.3
Menorca | 320 | 52.8
Menorca | 321 | 59.8
Menorca | 322 | 61
Menorca | 323 | 61.5
Menorca | 324 | 59.2
Menorca | 325 | 58.7
Menorca | 326 | 57.7
Menorca | 327 | 55.5
Menorca | 328 | 54.8
Menorca | 329 | 56
Menorca | 330 | 57.2
Menorca | 331 | 62
Menorca | 332 | 63.7
Menorca | 333 | 65.3
Menorca | 334 | 62.7
Menorca | 335 | 54
Menorca | 336 | 45.3
Menorca | 337 | 37.7
Menorca | 338 | 33
Menorca | 339 | 31.5
Menorca | 340 | 30.7
Menorca | 341 | 30.7
Menorca | 342 | 32
Menorca | 343 | 38.8
Menorca | 344 | 52.5
Menorca | 345 | 60.2
Menorca | 346 | 60.8
Menorca | 347 | 61.5
Menorca | 348 | 58.7
Menorca | 349 | 57
Menorca | 350 | 55.7
Menorca | 351 | 53.3
Menorca | 352 | 52.2
Menorca | 353 | 53.7
Menorca | 354 | 54.8
Menorca | 355 | 60.5
Menorca | 356 | 63.2
Menorca | 357 | 65.2
Menorca | 358 | 62.2
Menorca | 359 | 53.8
Menorca | 360 | 45
Menorca | 361 | 37.7
Menorca | 362 | 33.2
Menorca | 363 | 31.2
Menorca | 364 | 30.2
Menorca | 365 | 30.2
Menorca | 366 | 32
Menorca | 367 | 39.2
Menorca | 368 | 52.7
Menorca | 369 | 59.5
Menorca | 370 | 60.5
Menorca | 371 | 61.2
Menorca | 372 | 60.7
Menorca | 373 | 59.3
Menorca | 374 | 58.5
Menorca | 375 | 56.3
Menorca | 376 | 56.8
Menorca | 377 | 56.3
Menorca | 378 | 57.5
Menorca | 379 | 61.3
Menorca | 380 | 62
Menorca | 381 | 61.2
Menorca | 382 | 58
Menorca | 383 | 52
Menorca | 384 | 45
Menorca | 385 | 38.5
Menorca | 386 | 34.2
Menorca | 387 | 31.5
Menorca | 388 | 29.7
Menorca | 389 | 29
Menorca | 390 | 30
Menorca | 391 | 32.7
Menorca | 392 | 36.7
Menorca | 393 | 41.3
Menorca | 394 | 48.2
Menorca | 395 | 50.8
Menorca | 396 | 49.5
Menorca | 397 | 44.7
Menorca | 398 | 44.2
Menorca | 399 | 43.5
Menorca | 400 | 42.5
Menorca | 401 | 43
Menorca | 402 | 45.3
Menorca | 403 | 51.5
Menorca | 404 | 55
Menorca | 405 | 57
Menorca | 406 | 55
Menorca | 407 | 48.5
Menorca | 408 | 41.5
Menorca | 409 | 35.2
Menorca | 410 | 31.5
Menorca | 411 | 29.7
Menorca | 412 | 28.7
Menorca | 413 | 28.2
Menorca | 414 | 30.2
Menorca | 415 | 36.3
Menorca | 416 | 49
Menorca | 417 | 55.8
Menorca | 418 | 58.8
Menorca | 419 | 59.7
Menorca | 420 | 57.8
Menorca | 421 | 56.3
Menorca | 422 | 55.5
Menorca | 423 | 52.2
Menorca | 424 | 51.7
Menorca | 425 | 52.8
Menorca | 426 | 54.8
Menorca | 427 | 59.3
Menorca | 428 | 60.5
Menorca | 429 | 60.5
Menorca | 430 | 58
Menorca | 431 | 51.3
Menorca | 432 | 43.8
Menorca | 433 | 37.7
Menorca | 434 | 33.2
Menorca | 435 | 30.3
Menorca | 436 | 28.8
Menorca | 437 | 29
Menorca | 438 | 30
Menorca | 439 | 33
Menorca | 440 | 38.5
Menorca | 441 | 44.7
Menorca | 442 | 52.3
Menorca | 443 | 56.7
Menorca | 444 | 54
Menorca | 445 | 50.5
Menorca | 446 | 50.2
Menorca | 447 | 49.5
Menorca | 448 | 47
Menorca | 449 | 45.7
Menorca | 450 | 47.2
Menorca | 451 | 53.5
Menorca | 452 | 57.2
Menorca | 453 | 58
Menorca | 454 | 55.7
Menorca | 455 | 50.8
Menorca | 456 | 45.3
Menorca | 457 | 39.5
Menorca | 458 | 34.7
Menorca | 459 | 31.2
Menorca | 460 | 29.7
Menorca | 461 | 29.3
Menorca | 462 | 30
Menorca | 463 | 31.7
Menorca | 464 | 34.5
Menorca | 465 | 38.8
Menorca | 466 | 46.7
Menorca | 467 | 52.2
Menorca | 468 | 54.3
Menorca | 469 | 54.5
Menorca | 470 | 56
Menorca | 471 | 55.3
Menorca | 472 | 51.7
Menorca | 473 | 49.5
Menorca | 474 | 50
Menorca | 475 | 55
Menorca | 476 | 58.8
Menorca | 477 | 61.3
Menorca | 478 | 59
Menorca | 479 | 51.8
Menorca | 480 | 44
Menorca | 481 | 37.7
Menorca | 482 | 33.5
Menorca | 483 | 31.3
Menorca | 484 | 30
Menorca | 485 | 30
Menorca | 486 | 31.7
Menorca | 487 | 39
Menorca | 488 | 53
Menorca | 489 | 61.5
Menorca | 490 | 64.2
Menorca | 491 | 65.8
Menorca | 492 | 63.7
Menorca | 493 | 62
Menorca | 494 | 60.3
Menorca | 495 | 57.2
Menorca | 496 | 56
Menorca | 497 | 56.5
Menorca | 498 | 58.7
Menorca | 499 | 63.7
Menorca | 500 | 66.2
Menorca | 501 | 67.5
Menorca | 502 | 63.8
Menorca | 503 | 56.2
Menorca | 504 | 45.8
Menorca | 505 | 38.3
Menorca | 506 | 33.8
Menorca | 507 | 31.7
Menorca | 508 | 30.8
Menorca | 509 | 31
Menorca | 510 | 32.7
Menorca | 511 | 40
Menorca | 512 | 54.3
Menorca | 513 | 63.3
Menorca | 514 | 67
Menorca | 515 | 67.3
Menorca | 516 | 64.2
Menorca | 517 | 61.2
Menorca | 518 | 60.3
Menorca | 519 | 56.2
Menorca | 520 | 56.2
Menorca | 521 | 57.3
Menorca | 522 | 59.7
Menorca | 523 | 64.7
Menorca | 524 | 67.7
Menorca | 525 | 69.3
Menorca | 526 | 65.8
Menorca | 527 | 57.5
Menorca | 528 | 47.2
Menorca | 529 | 39
Menorca | 530 | 34.7
Menorca | 531 | 31.8
Menorca | 532 | 31.3
Menorca | 533 | 31.2
Menorca | 534 | 33
Menorca | 535 | 40.7
Menorca | 536 | 55.2
Menorca | 537 | 63.2
Menorca | 538 | 66
Menorca | 539 | 68.2
Menorca | 540 | 68.2
Menorca | 541 | 69
Menorca | 542 | 67.2
Menorca | 543 | 63.7
Menorca | 544 | 63.5
Menorca | 545 | 62
Menorca | 546 | 63.8
Menorca | 547 | 67
Menorca | 548 | 70
Menorca | 549 | 71.8
Menorca | 550 | 67.8
Menorca | 551 | 59.5
Menorca | 552 | 49.3
Menorca | 553 | 40.5
Menorca | 554 | 35.8
Menorca | 555 | 33.7
Menorca | 556 | 32.3
Menorca | 557 | 32.7
Menorca | 558 | 34.3
Menorca | 559 | 41.7
Menorca | 560 | 56.8
Menorca | 561 | 65.2
Menorca | 562 | 70
Menorca | 563 | 72.3
Menorca | 564 | 71.8
Menorca | 565 | 71.3
Menorca | 566 | 70.5
Menorca | 567 | 67.3
Menorca | 568 | 65.8
Menorca | 569 | 66
Menorca | 570 | 68
Menorca | 571 | 71.5
Menorca | 572 | 74
Menorca | 573 | 75.7
Menorca | 574 | 70.7
Menorca | 575 | 61.8
Menorca | 576 | 51.5
Menorca | 577 | 42.2
Menorca | 578 | 36.7
Menorca | 579 | 34.2
Menorca | 580 | 32.7
Menorca | 581 | 33
Menorca | 582 | 34.8
Menorca | 583 | 42
Menorca | 584 | 56.8
Menorca | 585 | 65.2
Menorca | 586 | 67.5
Menorca | 587 | 69
Menorca | 588 | 67.3
Menorca | 589 | 67.3
Menorca | 590 | 66.2
Menorca | 591 | 65.3
Menorca | 592 | 62.5
Menorca | 593 | 60.3
Menorca | 594 | 60.7
Menorca | 595 | 65.8
Menorca | 596 | 67.7
Menorca | 597 | 68.5
Menorca | 598 | 65.2
Menorca | 599 | 58.5
Menorca | 600 | 50.2
Menorca | 601 | 42.5
Menorca | 602 | 36.5
Menorca | 603 | 33.3
Menorca | 604 | 31.7
Menorca | 605 | 31.3
Menorca | 606 | 32
Menorca | 607 | 35.2
Menorca | 608 | 40.8
Menorca | 609 | 47.2
Menorca | 610 | 54.7
Menorca | 611 | 57.7
Menorca | 612 | 55.5
Menorca | 613 | 52.8
Menorca | 614 | 51.3
Menorca | 615 | 49.5
Menorca | 616 | 47.3
Menorca | 617 | 46.7
Menorca | 618 | 48.3
Menorca | 619 | 54.5
Menorca | 620 | 57.8
Menorca | 621 | 59.5
Menorca | 622 | 57.5
Menorca | 623 | 52.7
Menorca | 624 | 45.7
Menorca | 625 | 39.7
Menorca | 626 | 34.7
Menorca | 627 | 31.3
Menorca | 628 | 29.7
Menorca | 629 | 29.3
Menorca | 630 | 29.8
Menorca | 631 | 31.3
Menorca | 632 | 34.5
Menorca | 633 | 39.2
Menorca | 634 | 46.2
Menorca | 635 | 49.5
Menorca | 636 | 49
Menorca | 637 | 46.2
Menorca | 638 | 45.3
Menorca | 639 | 44.3
Menorca | 640 | 42.8
Menorca | 641 | 42.2
Menorca | 642 | 43.3
Menorca | 643 | 50.2
Menorca | 644 | 56
Menorca | 645 | 58.8
Menorca | 646 | 57.5
Menorca | 647 | 50.5
Menorca | 648 | 43.2
Menorca | 649 | 36.7
Menorca | 650 | 32.8
Menorca | 651 | 30.7
Menorca | 652 | 29.3
Menorca | 653 | 29.5
Menorca | 654 | 30.7
Menorca | 655 | 38.2
Menorca | 656 | 52.5
Menorca | 657 | 60.3
Menorca | 658 | 61.7
Menorca | 659 | 62.5
Menorca | 660 | 61.8
Menorca | 661 | 61.8
Menorca | 662 | 60.8
Menorca | 663 | 56.8
Menorca | 664 | 55.5
Menorca | 665 | 55.8
Menorca | 666 | 57.3
Menorca | 667 | 61.8
Menorca | 668 | 65.5
Menorca | 669 | 67.3
Menorca | 670 | 63.7
Menorca | 671 | 56.5
Menorca | 672 | 46.2
Menorca | 673 | 38.3
Menorca | 674 | 34
Menorca | 675 | 31.7
Menorca | 676 | 30.3
Menorca | 677 | 30.7
Menorca | 678 | 32.7
Menorca | 679 | 39.5
Menorca | 680 | 54.2
Menorca | 681 | 61.8
Menorca | 682 | 64.2
Menorca | 683 | 64.3
Menorca | 684 | 64.2
Menorca | 685 | 63.3
Menorca | 686 | 63
Menorca | 687 | 62.5
Menorca | 688 | 61.2
Menorca | 689 | 62.8
Menorca | 690 | 64.8
Menorca | 691 | 66.8
Menorca | 692 | 69.3
Menorca | 693 | 69.8
Menorca | 694 | 64.8
Menorca | 695 | 56
Menorca | 696 | 46.8
Menorca | 697 | 38.5
Menorca | 698 | 34.5
Menorca | 699 | 32.2
Menorca | 700 | 31.3
Menorca | 701 | 31.2
Menorca | 702 | 32.8
Menorca | 703 | 40.3
Menorca | 704 | 55.5
Menorca | 705 | 62.5
Menorca | 706 | 65.8
Menorca | 707 | 65.5
Menorca | 708 | 63
Menorca | 709 | 61.5
Menorca | 710 | 60.2
Menorca | 711 | 57.3
Menorca | 712 | 55.7
Menorca | 713 | 56.3
Menorca | 714 | 57.8
Menorca | 715 | 63.2
Menorca | 716 | 66.8
Menorca | 717 | 67.8
Menorca | 718 | 64.5
Menorca | 719 | 56.5
Menorca | 720 | 47.2
Menorca | 721 | 38.8
Menorca | 722 | 34
Menorca | 723 | 31.7
Menorca | 724 | 30.5
Menorca | 725 | 30.5
Menorca | 726 | 32.2
Menorca | 727 | 39.3
Menorca | 728 | 54.5
Menorca | 729 | 60.3
Menorca | 730 | 62
Menorca | 731 | 60.8
Menorca | 732 | 60
Menorca | 733 | 57.7
Menorca | 734 | 55.8
Menorca | 735 | 53.3
Menorca | 736 | 52.5
Menorca | 737 | 52.5
Menorca | 738 | 54.2
Menorca | 739 | 58.2
Menorca | 740 | 62.3
Menorca | 741 | 64
Menorca | 742 | 61.7
Menorca | 743 | 53.7
Menorca | 744 | 45.3
Menorca | 745 | 38
Menorca | 746 | 33.8
Menorca | 747 | 31.7
Menorca | 748 | 29.8
Menorca | 749 | 30.2
Menorca | 750 | 31.8
Menorca | 751 | 37.8
Menorca | 752 | 51.8
Menorca | 753 | 58.7
Menorca | 754 | 60.5
Menorca | 755 | 63
Menorca | 756 | 62.8
Menorca | 757 | 62
Menorca | 758 | 60.7
Menorca | 759 | 56.5
Menorca | 760 | 54.2
Menorca | 761 | 53.3
Menorca | 762 | 54.5
Menorca | 763 | 58.3
Menorca | 764 | 61.2
Menorca | 765 | 61.8
Menorca | 766 | 58.3
Menorca | 767 | 52
Menorca | 768 | 44.8
Menorca | 769 | 38.2
Menorca | 770 | 34.2
Menorca | 771 | 30.7
Menorca | 772 | 29.2
Menorca | 773 | 28.7
Menorca | 774 | 29.5
Menorca | 775 | 33.3
Menorca | 776 | 38.3
Menorca | 777 | 45.3
Menorca | 778 | 53.8
Menorca | 779 | 58.3
Menorca | 780 | 58.5
Menorca | 781 | 54.2
Menorca | 782 | 52.3
Menorca | 783 | 51.8
Menorca | 784 | 50
Menorca | 785 | 48.5
Menorca | 786 | 48.8
Menorca | 787 | 53.5
Menorca | 788 | 56.7
Menorca | 789 | 57.8
Menorca | 790 | 56.2
Menorca | 791 | 51.8
Menorca | 792 | 45.5
Menorca | 793 | 39.8
Menorca | 794 | 35
Menorca | 795 | 31.3
Menorca | 796 | 29.3
Menorca | 797 | 29.2
Menorca | 798 | 29.8
Menorca | 799 | 31.8
Menorca | 800 | 35
Menorca | 801 | 40.2
Menorca | 802 | 48.7
Menorca | 803 | 53.8
Menorca | 804 | 54.2
Menorca | 805 | 52.2
Menorca | 806 | 52.5
Menorca | 807 | 50.7
Menorca | 808 | 47.2
Menorca | 809 | 45.2
Menorca | 810 | 46
Menorca | 811 | 53
Menorca | 812 | 59.2
Menorca | 813 | 62.2
Menorca | 814 | 59.5
Menorca | 815 | 53.2
Menorca | 816 | 44.2
Menorca | 817 | 37.7
Menorca | 818 | 33.3
Menorca | 819 | 30.7
Menorca | 820 | 30
Menorca | 821 | 30.2
Menorca | 822 | 32
Menorca | 823 | 39.3
Menorca | 824 | 54.5
Menorca | 825 | 62.8
Menorca | 826 | 65.8
Menorca | 827 | 66.5
Menorca | 828 | 64.3
Menorca | 829 | 62
Menorca | 830 | 59.8
Menorca | 831 | 56.8
Menorca | 832 | 55.8
Menorca | 833 | 56
Menorca | 834 | 57.8
Menorca | 835 | 62.2
Menorca | 836 | 67
Menorca | 837 | 69.5
Menorca | 838 | 66
Menorca | 839 | 57.8
Menorca | 840 | 48
Menorca | 841 | 39.3
Menorca | 842 | 34.8
Menorca | 843 | 32.8
Menorca | 844 | 31.2
Menorca | 845 | 31.5
Menorca | 846 | 32.7
Menorca | 847 | 40.2
Menorca | 848 | 55.3
Menorca | 849 | 62.8
Menorca | 850 | 65
Menorca | 851 | 66.2
Menorca | 852 | 65.2
Menorca | 853 | 63.5
Menorca | 854 | 61.7
Menorca | 855 | 58
Menorca | 856 | 60
Menorca | 857 | 60
Menorca | 858 | 62.7
Menorca | 859 | 64.2
Menorca | 860 | 66.2
Menorca | 861 | 67.8
Menorca | 862 | 64.8
Menorca | 863 | 57.2
Menorca | 864 | 46.7
Menorca | 865 | 39.3
Menorca | 866 | 34.5
Menorca | 867 | 31.8
Menorca | 868 | 31.2
Menorca | 869 | 30.7
Menorca | 870 | 32.7
Menorca | 871 | 39.8
Menorca | 872 | 54
Menorca | 873 | 61.2
Menorca | 874 | 62
Menorca | 875 | 60.3
Menorca | 876 | 57.7
Menorca | 877 | 55.3
Menorca | 878 | 54.3
Menorca | 879 | 51.7
Menorca | 880 | 50.8
Menorca | 881 | 50.7
Menorca | 882 | 52
Menorca | 883 | 57.3
Menorca | 884 | 62.7
Menorca | 885 | 65.8
Menorca | 886 | 62.3
Menorca | 887 | 54.2
Menorca | 888 | 45.2
Menorca | 889 | 38
Menorca | 890 | 33.5
Menorca | 891 | 31.8
Menorca | 892 | 30.7
Menorca | 893 | 30.8
Menorca | 894 | 32.3
Menorca | 895 | 39.7
Menorca | 896 | 54
Menorca | 897 | 60.7
Menorca | 898 | 61.7
Menorca | 899 | 60.8
Menorca | 900 | 59.2
Menorca | 901 | 56.7
Menorca | 902 | 54.3
Menorca | 903 | 52.2
Menorca | 904 | 51.5
Menorca | 905 | 52.5
Menorca | 906 | 53.8
Menorca | 907 | 57.8
Menorca | 908 | 62.7
Menorca | 909 | 64.7
Menorca | 910 | 61.7
Menorca | 911 | 54.2
Menorca | 912 | 45
Menorca | 913 | 38
Menorca | 914 | 33.3
Menorca | 915 | 31.2
Menorca | 916 | 30.2
Menorca | 917 | 30
Menorca | 918 | 32
Menorca | 919 | 38.7
Menorca | 920 | 52.5
Menorca | 921 | 59.7
Menorca | 922 | 60.7
Menorca | 923 | 59.8
Menorca | 924 | 56.8
Menorca | 925 | 55.2
Menorca | 926 | 52.7
Menorca | 927 | 50.3
Menorca | 928 | 48.3
Menorca | 929 | 48.2
Menorca | 930 | 49.8
Menorca | 931 | 55
Menorca | 932 | 59.8
Menorca | 933 | 60.7
Menorca | 934 | 58.3
Menorca | 935 | 51.3
Menorca | 936 | 44.2
Menorca | 937 | 38.2
Menorca | 938 | 33.7
Menorca | 939 | 30.8
Menorca | 940 | 29.3
Menorca | 941 | 29.5
Menorca | 942 | 30.3
Menorca | 943 | 33.2
Menorca | 944 | 39
Menorca | 945 | 45.5
Menorca | 946 | 52
Menorca | 947 | 54.8
Menorca | 948 | 53.3
Menorca | 949 | 50.5
Menorca | 950 | 49.3
Menorca | 951 | 47.3
Menorca | 952 | 45.2
Menorca | 953 | 44.5
Menorca | 954 | 44.7
Menorca | 955 | 49.3
Menorca | 956 | 54.2
Menorca | 957 | 55.7
Menorca | 958 | 53.8
Menorca | 959 | 48.7
Menorca | 960 | 43.3
Menorca | 961 | 37
Menorca | 962 | 32.8
Menorca | 963 | 29.3
Menorca | 964 | 28.2
Menorca | 965 | 28
Menorca | 966 | 29
Menorca | 967 | 31.3
Menorca | 968 | 33.7
Menorca | 969 | 39.5
Menorca | 970 | 45.2
Menorca | 971 | 48.7
Menorca | 972 | 48
Menorca | 973 | 45.3
Menorca | 974 | 45.2
Menorca | 975 | 43.8
Menorca | 976 | 41.5
Menorca | 977 | 41.3
Menorca | 978 | 42.7
Menorca | 979 | 46.8
Menorca | 980 | 53
Menorca | 981 | 56.2
Menorca | 982 | 53
Menorca | 983 | 47.3
Menorca | 984 | 40.2
Menorca | 985 | 34.3
Menorca | 986 | 30.7
Menorca | 987 | 28.5
Menorca | 988 | 27.8
Menorca | 989 | 27.8
Menorca | 990 | 30.2
Menorca | 991 | 36.8
Menorca | 992 | 50.7
Menorca | 993 | 58.7
Menorca | 994 | 59.5
Menorca | 995 | 59.7
Menorca | 996 | 58
Menorca | 997 | 56.2
Menorca | 998 | 55
Menorca | 999 | 52.5
Menorca | 1000 | 52
Menorca | 1001 | 51
Menorca | 1002 | 52.2
Menorca | 1003 | 56.5
Menorca | 1004 | 61.3
Menorca | 1005 | 63.8
Menorca | 1006 | 60.5
Menorca | 1007 | 52.7
Menorca | 1008 | 43.8
Menorca | 1009 | 36.5
Menorca | 1010 | 32.7
Menorca | 1011 | 30.3
Menorca | 1012 | 29.5
Menorca | 1013 | 29.8
Menorca | 1014 | 31.7
Menorca | 1015 | 38.2
Menorca | 1016 | 51.8
Menorca | 1017 | 58.7
Menorca | 1018 | 60.5
Menorca | 1019 | 60.2
Menorca | 1020 | 58.7
Menorca | 1021 | 56.8
Menorca | 1022 | 54.7
Menorca | 1023 | 52.2
Menorca | 1024 | 51.5
Menorca | 1025 | 50.8
Menorca | 1026 | 51.3
Menorca | 1027 | 55.5
Menorca | 1028 | 61.5
Menorca | 1029 | 64.5
Menorca | 1030 | 61.5
Menorca | 1031 | 53.7
Menorca | 1032 | 44.2
Menorca | 1033 | 36.7
Menorca | 1034 | 32.8
Menorca | 1035 | 30.7
Menorca | 1036 | 29.7
Menorca | 1037 | 30
Menorca | 1038 | 31.8
Menorca | 1039 | 38.8
Menorca | 1040 | 52.8
Menorca | 1041 | 59.3
Menorca | 1042 | 60.7
Menorca | 1043 | 59.5
Menorca | 1044 | 57.3
Menorca | 1045 | 55.2
Menorca | 1046 | 53
Menorca | 1047 | 50.2
Menorca | 1048 | 49.8
Menorca | 1049 | 50.3
Menorca | 1050 | 50.2
Menorca | 1051 | 54.7
Menorca | 1052 | 61.7
Menorca | 1053 | 64.7
Menorca | 1054 | 61.2
Menorca | 1055 | 53.3
Menorca | 1056 | 44.7
Menorca | 1057 | 37.3
Menorca | 1058 | 33
Menorca | 1059 | 30.7
Menorca | 1060 | 30.2
Menorca | 1061 | 29.8
Menorca | 1062 | 32.2
Menorca | 1063 | 39.7
Menorca | 1064 | 53.3
Menorca | 1065 | 59.8
Menorca | 1066 | 60.7
Menorca | 1067 | 60.3
Menorca | 1068 | 58
Menorca | 1069 | 55.7
Menorca | 1070 | 53.3
Menorca | 1071 | 50.8
Menorca | 1072 | 50.2
Menorca | 1073 | 50.5
Menorca | 1074 | 51.7
Menorca | 1075 | 55.7
Menorca | 1076 | 62.3
Menorca | 1077 | 65.3
Menorca | 1078 | 62.5
Menorca | 1079 | 54.2
Menorca | 1080 | 45.2
Menorca | 1081 | 38.3
Menorca | 1082 | 33.8
Menorca | 1083 | 31.3
Menorca | 1084 | 30.8
Menorca | 1085 | 30.7
Menorca | 1086 | 32.8
Menorca | 1087 | 39.8
Menorca | 1088 | 53.3
Menorca | 1089 | 60
Menorca | 1090 | 60.2
Menorca | 1091 | 59.8
Menorca | 1092 | 57.5
Menorca | 1093 | 55.3
Menorca | 1094 | 52.3
Menorca | 1095 | 49.8
Menorca | 1096 | 48.3
Menorca | 1097 | 48.7
Menorca | 1098 | 49.3
Menorca | 1099 | 53.7
Menorca | 1100 | 60.2
Menorca | 1101 | 62.2
Menorca | 1102 | 58.8
Menorca | 1103 | 52
Menorca | 1104 | 45.5
Menorca | 1105 | 38.7
Menorca | 1106 | 34
Menorca | 1107 | 31.2
Menorca | 1108 | 30.3
Menorca | 1109 | 29.7
Menorca | 1110 | 30.5
Menorca | 1111 | 33.8
Menorca | 1112 | 39.2
Menorca | 1113 | 47
Menorca | 1114 | 52.7
Menorca | 1115 | 53.8
Menorca | 1116 | 51.5
Menorca | 1117 | 48.8
Menorca | 1118 | 47.3
Menorca | 1119 | 46
Menorca | 1120 | 43.7
Menorca | 1121 | 42.7
Menorca | 1122 | 43.2
Menorca | 1123 | 48.2
Menorca | 1124 | 54.5
Menorca | 1125 | 56.2
Menorca | 1126 | 54.3
Menorca | 1127 | 49.7
Menorca | 1128 | 44.2
Menorca | 1129 | 37.7
Menorca | 1130 | 33.3
Menorca | 1131 | 30.8
Menorca | 1132 | 29.5
Menorca | 1133 | 28.5
Menorca | 1134 | 29.3
Menorca | 1135 | 31.8
Menorca | 1136 | 34.5
Menorca | 1137 | 40
Menorca | 1138 | 46.3
Menorca | 1139 | 48
Menorca | 1140 | 46.8
Menorca | 1141 | 44.5
Menorca | 1142 | 44.5
Menorca | 1143 | 44.8
Menorca | 1144 | 42.7
Menorca | 1145 | 41.8
Menorca | 1146 | 42.8
Menorca | 1147 | 46.8
Menorca | 1148 | 54.2
Menorca | 1149 | 57.8
Menorca | 1150 | 54.5
Menorca | 1151 | 49
Menorca | 1152 | 41
Menorca | 1153 | 35
Menorca | 1154 | 31.2
Menorca | 1155 | 29.2
Menorca | 1156 | 28.5
Menorca | 1157 | 28.5
Menorca | 1158 | 30.5
Menorca | 1159 | 37.7
Menorca | 1160 | 51.2
Menorca | 1161 | 58.3
Menorca | 1162 | 59
Menorca | 1163 | 59.2
Menorca | 1164 | 57.7
Menorca | 1165 | 55
Menorca | 1166 | 53.8
Menorca | 1167 | 51
Menorca | 1168 | 50.5
Menorca | 1169 | 50.2
Menorca | 1170 | 51.5
Menorca | 1171 | 54.8
Menorca | 1172 | 60.8
Menorca | 1173 | 64.2
Menorca | 1174 | 60.3
Menorca | 1175 | 52.2
Menorca | 1176 | 43.7
Menorca | 1177 | 37
Menorca | 1178 | 33
Menorca | 1179 | 30.8
Menorca | 1180 | 30
Menorca | 1181 | 30.5
Menorca | 1182 | 31.7
Menorca | 1183 | 39.2
Menorca | 1184 | 52.3
Menorca | 1185 | 59.2
Menorca | 1186 | 60.2
Menorca | 1187 | 60.3
Menorca | 1188 | 59.8
Menorca | 1189 | 57.7
Menorca | 1190 | 56
Menorca | 1191 | 51.8
Menorca | 1192 | 51
Menorca | 1193 | 51.2
Menorca | 1194 | 52.2
Menorca | 1195 | 55.2
Menorca | 1196 | 62
Menorca | 1197 | 64.7
Menorca | 1198 | 61.7
Menorca | 1199 | 53.3
Menorca | 1200 | 44.3
Menorca | 1201 | 36.5
Menorca | 1202 | 32.8
Menorca | 1203 | 30.8
Menorca | 1204 | 30
Menorca | 1205 | 29.8
Menorca | 1206 | 31.7
Menorca | 1207 | 38.8
Menorca | 1208 | 51.7
Menorca | 1209 | 59
Menorca | 1210 | 60.3
Menorca | 1211 | 60.2
Menorca | 1212 | 58.2
Menorca | 1213 | 56.8
Menorca | 1214 | 55.8
Menorca | 1215 | 53.5
Menorca | 1216 | 53
Menorca | 1217 | 53.7
Menorca | 1218 | 53.8
Menorca | 1219 | 56
Menorca | 1220 | 62.5
Menorca | 1221 | 65.2
Menorca | 1222 | 62.7
Menorca | 1223 | 54.2
Menorca | 1224 | 44.8
Menorca | 1225 | 37.5
Menorca | 1226 | 33.2
Menorca | 1227 | 31.3
Menorca | 1228 | 30.3
Menorca | 1229 | 30.8
Menorca | 1230 | 32.5
Menorca | 1231 | 39.8
Menorca | 1232 | 53
Menorca | 1233 | 60
Menorca | 1234 | 60.5
Menorca | 1235 | 59.7
Menorca | 1236 | 57.8
Menorca | 1237 | 55.3
Menorca | 1238 | 54.3
Menorca | 1239 | 52.8
Menorca | 1240 | 51.8
Menorca | 1241 | 52.3
Menorca | 1242 | 52.7
Menorca | 1243 | 55
Menorca | 1244 | 61.5
Menorca | 1245 | 65.5
Menorca | 1246 | 62.3
Menorca | 1247 | 54.2
Menorca | 1248 | 45.2
Menorca | 1249 | 37.7
Menorca | 1250 | 33.7
Menorca | 1251 | 31.3
Menorca | 1252 | 30.7
Menorca | 1253 | 30.5
Menorca | 1254 | 33
Menorca | 1255 | 39.8
Menorca | 1256 | 52.7
Menorca | 1257 | 59.5
Menorca | 1258 | 60.5
Menorca | 1259 | 59.5
Menorca | 1260 | 56.7
Menorca | 1261 | 54.2
Menorca | 1262 | 52.8
Menorca | 1263 | 49.5
Menorca | 1264 | 47.7
Menorca | 1265 | 48
Menorca | 1266 | 47.8
Menorca | 1267 | 51.8
Menorca | 1268 | 59.3
Menorca | 1269 | 60.8
Menorca | 1270 | 57.5
Menorca | 1271 | 50.7
Menorca | 1272 | 44
Menorca | 1273 | 37.7
Menorca | 1274 | 33
Menorca | 1275 | 30.7
Menorca | 1276 | 29.3
Menorca | 1277 | 28.7
Menorca | 1278 | 29.8
Menorca | 1279 | 33.5
Menorca | 1280 | 38.7
Menorca | 1281 | 45.8
Menorca | 1282 | 51.2
Menorca | 1283 | 52
Menorca | 1284 | 49.3
Menorca | 1285 | 46.5
Menorca | 1286 | 45.8
Menorca | 1287 | 45.2
Menorca | 1288 | 43
Menorca | 1289 | 42
Menorca | 1290 | 42.8
Menorca | 1291 | 47.3
Menorca | 1292 | 53.5
Menorca | 1293 | 55
Menorca | 1294 | 52.5
Menorca | 1295 | 47.7
Menorca | 1296 | 42.3
Menorca | 1297 | 36.7
Menorca | 1298 | 33.2
Menorca | 1299 | 30.2
Menorca | 1300 | 28.5
Menorca | 1301 | 28
Menorca | 1302 | 28.7
Menorca | 1303 | 31
Menorca | 1304 | 33.2
Menorca | 1305 | 39.7
Menorca | 1306 | 43.8
Menorca | 1307 | 44.2
Menorca | 1308 | 42.2
Menorca | 1309 | 39.5
Menorca | 1310 | 39.3
Menorca | 1311 | 38.7
Menorca | 1312 | 36.2
Menorca | 1313 | 36.5
Menorca | 1314 | 38.7
Menorca | 1315 | 44.5
Menorca | 1316 | 53.3
Menorca | 1317 | 57
Menorca | 1318 | 54.2
Menorca | 1319 | 47.7
Menorca | 1320 | 40.3
Menorca | 1321 | 34
Menorca | 1322 | 30.7
Menorca | 1323 | 28.5
Menorca | 1324 | 28
Menorca | 1325 | 28.2
Menorca | 1326 | 30.2
Menorca | 1327 | 38
Menorca | 1328 | 50.8
Menorca | 1329 | 56.7
Menorca | 1330 | 57.2
Menorca | 1331 | 55.5
Menorca | 1332 | 54.3
Menorca | 1333 | 52.5
Menorca | 1334 | 51.7
Menorca | 1335 | 48
Menorca | 1336 | 46.8
Menorca | 1337 | 46.3
Menorca | 1338 | 48.5
Menorca | 1339 | 52
Menorca | 1340 | 60.2
Menorca | 1341 | 62.3
Menorca | 1342 | 59.2
Menorca | 1343 | 50.8
Menorca | 1344 | 43
Menorca | 1345 | 36.3
Menorca | 1346 | 32.2
Menorca | 1347 | 30.3
Menorca | 1348 | 29.8
Menorca | 1349 | 29.8
Menorca | 1350 | 31.7
Menorca | 1351 | 38.8
Menorca | 1352 | 50.8
Menorca | 1353 | 56.3
Menorca | 1354 | 55.3
Menorca | 1355 | 54.3
Menorca | 1356 | 52
Menorca | 1357 | 51
Menorca | 1358 | 48.8
Menorca | 1359 | 45.8
Menorca | 1360 | 45.2
Menorca | 1361 | 45.8
Menorca | 1362 | 47.7
Menorca | 1363 | 51
Menorca | 1364 | 58.8
Menorca | 1365 | 61.8
Menorca | 1366 | 58.8
Menorca | 1367 | 51.3
Menorca | 1368 | 43.2
Menorca | 1369 | 36.2
Menorca | 1370 | 32.3
Menorca | 1371 | 30.8
Menorca | 1372 | 29.7
Menorca | 1373 | 29.8
Menorca | 1374 | 31.7
Menorca | 1375 | 38.7
Menorca | 1376 | 50.8
Menorca | 1377 | 56.8
Menorca | 1378 | 57
Menorca | 1379 | 56.5
Menorca | 1380 | 54.5
Menorca | 1381 | 52.2
Menorca | 1382 | 50
Menorca | 1383 | 48.5
Menorca | 1384 | 47.3
Menorca | 1385 | 47
Menorca | 1386 | 47.8
Menorca | 1387 | 50.3
Menorca | 1388 | 58
Menorca | 1389 | 60.5
Menorca | 1390 | 57.2
Menorca | 1391 | 50
Menorca | 1392 | 43.2
Menorca | 1393 | 37
Menorca | 1394 | 33
Menorca | 1395 | 31.2
Menorca | 1396 | 30
Menorca | 1397 | 30.2
Menorca | 1398 | 31.8
Menorca | 1399 | 37.8
Menorca | 1400 | 48.2
Menorca | 1401 | 54.7
Menorca | 1402 | 57.3
Menorca | 1403 | 57.2
Menorca | 1404 | 54.8
Menorca | 1405 | 52.5
Menorca | 1406 | 50.5
Menorca | 1407 | 47.7
Menorca | 1408 | 46.8
Menorca | 1409 | 46
Menorca | 1410 | 47
Menorca | 1411 | 48.5
Menorca | 1412 | 54.8
Menorca | 1413 | 56.3
Menorca | 1414 | 54.2
Menorca | 1415 | 48.8
Menorca | 1416 | 42.3
Menorca | 1417 | 36.3
Menorca | 1418 | 32.3
Menorca | 1419 | 30
Menorca | 1420 | 28.8
Menorca | 1421 | 28.5
Menorca | 1422 | 29.3
Menorca | 1423 | 32.5
Menorca | 1424 | 35.3
Menorca | 1425 | 41.7
Menorca | 1426 | 46.2
Menorca | 1427 | 47.8
Menorca | 1428 | 45.8
Menorca | 1429 | 43.3
Menorca | 1430 | 43.8
Menorca | 1431 | 41.8
Menorca | 1432 | 38.8
Menorca | 1433 | 38
Menorca | 1434 | 39.2
Menorca | 1435 | 43
Menorca | 1436 | 50
Menorca | 1437 | 52.7
Menorca | 1438 | 50.3
Menorca | 1439 | 46.2
Menorca | 1440 | 40.3
Menorca | 1441 | 36
Menorca | 1442 | 32.2
Menorca | 1443 | 29.8
Menorca | 1444 | 28.7
Menorca | 1445 | 28.5
Menorca | 1446 | 29.3
Menorca | 1447 | 32.7
Menorca | 1448 | 36
Menorca | 1449 | 43
Menorca | 1450 | 47.7
Menorca | 1451 | 49
Menorca | 1452 | 47.2
Menorca | 1453 | 44.8
Menorca | 1454 | 45.5
Menorca | 1455 | 43.7
Menorca | 1456 | 40.7
Menorca | 1457 | 39.5
Menorca | 1458 | 40
Menorca | 1459 | 43.8
Menorca | 1460 | 50.7
Menorca | 1461 | 52.2
Menorca | 1462 | 49.7
Menorca | 1463 | 45
Menorca | 1464 | 40.8
Menorca | 1465 | 36.3
Menorca | 1466 | 32.2
Menorca | 1467 | 29.5
Menorca | 1468 | 28.5
Menorca | 1469 | 27.8
Menorca | 1470 | 28.8
Menorca | 1471 | 30.5
Menorca | 1472 | 32.3
Menorca | 1473 | 37.5
Menorca | 1474 | 43
Menorca | 1475 | 44.8
Menorca | 1476 | 43.2
Menorca | 1477 | 40.5
Menorca | 1478 | 40.5
Menorca | 1479 | 40.2
Menorca | 1480 | 37.8
Menorca | 1481 | 37
Menorca | 1482 | 37.2
Menorca | 1483 | 40
Menorca | 1484 | 49
Menorca | 1485 | 52.5
Menorca | 1486 | 50.3
Menorca | 1487 | 44.7
Menorca | 1488 | 38.5
Menorca | 1489 | 33.8
Menorca | 1490 | 30.2
Menorca | 1491 | 28.8
Menorca | 1492 | 27.7
Menorca | 1493 | 27.7
Menorca | 1494 | 29.3
Menorca | 1495 | 35.8
Menorca | 1496 | 45
Menorca | 1497 | 52.5
Menorca | 1498 | 55.3
Menorca | 1499 | 55.5
Menorca | 1500 | 53.8
Menorca | 1501 | 52.8
Menorca | 1502 | 51.7
Menorca | 1503 | 46.8
Menorca | 1504 | 45.8
Menorca | 1505 | 45.7
Menorca | 1506 | 46
Menorca | 1507 | 48.5
Menorca | 1508 | 55.3
Menorca | 1509 | 57.5
Menorca | 1510 | 54.7
Menorca | 1511 | 47.8
Menorca | 1512 | 40.2
Menorca | 1513 | 34.2
Menorca | 1514 | 31
Menorca | 1515 | 29.3
Menorca | 1516 | 28.8
Menorca | 1517 | 29
Menorca | 1518 | 30.2
Menorca | 1519 | 35.8
Menorca | 1520 | 44.3
Menorca | 1521 | 51.5
Menorca | 1522 | 53.7
Menorca | 1523 | 54.3
Menorca | 1524 | 52.5
Menorca | 1525 | 52
Menorca | 1526 | 50.7
Menorca | 1527 | 47
Menorca | 1528 | 44.5
Menorca | 1529 | 43.7
Menorca | 1530 | 43.7
Menorca | 1531 | 45.8
Menorca | 1532 | 54.3
Menorca | 1533 | 57.5
Menorca | 1534 | 54.3
Menorca | 1535 | 47
Menorca | 1536 | 40.2
Menorca | 1537 | 34.3
Menorca | 1538 | 31.5
Menorca | 1539 | 29.5
Menorca | 1540 | 29
Menorca | 1541 | 29
Menorca | 1542 | 30.8
Menorca | 1543 | 37.8
Menorca | 1544 | 48.3
Menorca | 1545 | 54.3
Menorca | 1546 | 56.2
Menorca | 1547 | 55.2
Menorca | 1548 | 53.2
Menorca | 1549 | 52
Menorca | 1550 | 51.7
Menorca | 1551 | 48.8
Menorca | 1552 | 47.2
Menorca | 1553 | 47.2
Menorca | 1554 | 47.7
Menorca | 1555 | 50.2
Menorca | 1556 | 57
Menorca | 1557 | 58.7
Menorca | 1558 | 55.3
Menorca | 1559 | 47.7
Menorca | 1560 | 40.3
Menorca | 1561 | 35
Menorca | 1562 | 30.8
Menorca | 1563 | 29.7
Menorca | 1564 | 29.2
Menorca | 1565 | 28.8
Menorca | 1566 | 30.8
Menorca | 1567 | 37.3
Menorca | 1568 | 48
Menorca | 1569 | 53.2
Menorca | 1570 | 53.2
Menorca | 1571 | 54
Menorca | 1572 | 52.7
Menorca | 1573 | 51.3
Menorca | 1574 | 50.2
Menorca | 1575 | 47.2
Menorca | 1576 | 47.3
Menorca | 1577 | 47.2
Menorca | 1578 | 47
Menorca | 1579 | 48.5
Menorca | 1580 | 55.5
Menorca | 1581 | 58.2
Menorca | 1582 | 55.3
Menorca | 1583 | 47.7
Menorca | 1584 | 40.8
Menorca | 1585 | 35.2
Menorca | 1586 | 31.5
Menorca | 1587 | 29.8
Menorca | 1588 | 29.2
Menorca | 1589 | 28.8
Menorca | 1590 | 30.7
Menorca | 1591 | 37.7
Menorca | 1592 | 48
Menorca | 1593 | 54.2
Menorca | 1594 | 54.8
Menorca | 1595 | 54.7
Menorca | 1596 | 53
Menorca | 1597 | 50.8
Menorca | 1598 | 49.2
Menorca | 1599 | 46.3
Menorca | 1600 | 44.2
Menorca | 1601 | 43.7
Menorca | 1602 | 44.2
Menorca | 1603 | 46.5
Menorca | 1604 | 53.3
Menorca | 1605 | 55.2
Menorca | 1606 | 53
Menorca | 1607 | 46.8
Menorca | 1608 | 41.5
Menorca | 1609 | 35.7
Menorca | 1610 | 31.5
Menorca | 1611 | 29.2
Menorca | 1612 | 28.5
Menorca | 1613 | 28.2
Menorca | 1614 | 29.2
Menorca | 1615 | 32.8
Menorca | 1616 | 36.7
Menorca | 1617 | 43.7
Menorca | 1618 | 48.8
Menorca | 1619 | 49.8
Menorca | 1620 | 47.7
Menorca | 1621 | 44.7
Menorca | 1622 | 44.3
Menorca | 1623 | 42.8
Menorca | 1624 | 40.5
Menorca | 1625 | 38.5
Menorca | 1626 | 38.8
Menorca | 1627 | 41.7
Menorca | 1628 | 49
Menorca | 1629 | 51.8
Menorca | 1630 | 50
Menorca | 1631 | 44.7
Menorca | 1632 | 39.5
Menorca | 1633 | 34.8
Menorca | 1634 | 31.2
Menorca | 1635 | 28.8
Menorca | 1636 | 27.7
Menorca | 1637 | 27.2
Menorca | 1638 | 28.3
Menorca | 1639 | 30
Menorca | 1640 | 32.3
Menorca | 1641 | 38.5
Menorca | 1642 | 43.5
Menorca | 1643 | 44.7
Menorca | 1644 | 42.8
Menorca | 1645 | 39.7
Menorca | 1646 | 39.2
Menorca | 1647 | 38.2
Menorca | 1648 | 35.5
Menorca | 1649 | 35.3
Menorca | 1650 | 35.5
Menorca | 1651 | 38
Menorca | 1652 | 47.5
Menorca | 1653 | 51.2
Menorca | 1654 | 49.5
Menorca | 1655 | 43.3
Menorca | 1656 | 37
Menorca | 1657 | 32.3
Menorca | 1658 | 29
Menorca | 1659 | 27.3
Menorca | 1660 | 27
Menorca | 1661 | 27.3
Menorca | 1662 | 29.2
Menorca | 1663 | 36.2
Menorca | 1664 | 47
Menorca | 1665 | 55.2
Menorca | 1666 | 56.8
Menorca | 1667 | 57.8
Menorca | 1668 | 57.3
Menorca | 1669 | 55
Menorca | 1670 | 51.8
Menorca | 1671 | 48.5
Menorca | 1672 | 47.7
Menorca | 1673 | 47.5
Menorca | 1674 | 47.3
Menorca | 1675 | 48.3
Menorca | 1676 | 55.5
Menorca | 1677 | 58.3
Menorca | 1678 | 55.3
Menorca | 1679 | 48.3
Menorca | 1680 | 40.5
Menorca | 1681 | 35.2
Menorca | 1682 | 31.3
Menorca | 1683 | 29.7
Menorca | 1684 | 28.5
Menorca | 1685 | 28.5
Menorca | 1686 | 30.3
Menorca | 1687 | 36.7
Menorca | 1688 | 47.8
Menorca | 1689 | 54.2
Menorca | 1690 | 55
Menorca | 1691 | 54.2
Menorca | 1692 | 52.8
Menorca | 1693 | 51.8
Menorca | 1694 | 49.7
Menorca | 1695 | 47.5
Menorca | 1696 | 45.8
Menorca | 1697 | 46
Menorca | 1698 | 45.7
Menorca | 1699 | 48.3
Menorca | 1700 | 55.7
Menorca | 1701 | 58.8
Menorca | 1702 | 55.3
Menorca | 1703 | 48
Menorca | 1704 | 40.3
Menorca | 1705 | 35.2
Menorca | 1706 | 31.5
Menorca | 1707 | 29.5
Menorca | 1708 | 28.8
Menorca | 1709 | 29.2
Menorca | 1710 | 30.5
Menorca | 1711 | 37.2
Menorca | 1712 | 48.3
Menorca | 1713 | 54.7
Menorca | 1714 | 57
Menorca | 1715 | 57.5
Menorca | 1716 | 56.8
Menorca | 1717 | 55.3
Menorca | 1718 | 53.3
Menorca | 1719 | 51.3
Menorca | 1720 | 51.5
Menorca | 1721 | 51.3
Menorca | 1722 | 51.7
Menorca | 1723 | 52.2
Menorca | 1724 | 58.8
Menorca | 1725 | 61.8
Menorca | 1726 | 57.2
Menorca | 1727 | 49.5
Menorca | 1728 | 42
Menorca | 1729 | 35.2
Menorca | 1730 | 31.5
Menorca | 1731 | 29.8
Menorca | 1732 | 29.3
Menorca | 1733 | 29.3
Menorca | 1734 | 30.8
Menorca | 1735 | 37.5
Menorca | 1736 | 49.2
Menorca | 1737 | 56
Menorca | 1738 | 57.2
Menorca | 1739 | 56.3
Menorca | 1740 | 54.8
Menorca | 1741 | 53.7
Menorca | 1742 | 51
Menorca | 1743 | 47.5
Menorca | 1744 | 46.3
Menorca | 1745 | 46.5
Menorca | 1746 | 47.7
Menorca | 1747 | 49.5
Menorca | 1748 | 57.2
Menorca | 1749 | 60.2
Menorca | 1750 | 57
Menorca | 1751 | 49.5
Menorca | 1752 | 41.7
Menorca | 1753 | 35.7
Menorca | 1754 | 32.2
Menorca | 1755 | 30
Menorca | 1756 | 29.2
Menorca | 1757 | 29.3
Menorca | 1758 | 31.3
Menorca | 1759 | 38
Menorca | 1760 | 48.5
Menorca | 1761 | 55.3
Menorca | 1762 | 55.8
Menorca | 1763 | 55
Menorca | 1764 | 53
Menorca | 1765 | 51.7
Menorca | 1766 | 49
Menorca | 1767 | 46.3
Menorca | 1768 | 44.7
Menorca | 1769 | 44.3
Menorca | 1770 | 44.5
Menorca | 1771 | 46.3
Menorca | 1772 | 54.2
Menorca | 1773 | 56
Menorca | 1774 | 53.7
Menorca | 1775 | 47.5
Menorca | 1776 | 42
Menorca | 1777 | 37.3
Menorca | 1778 | 33
Menorca | 1779 | 29.8
Menorca | 1780 | 28.7
Menorca | 1781 | 28.3
Menorca | 1782 | 29.3
Menorca | 1783 | 32.8
Menorca | 1784 | 37.3
Menorca | 1785 | 44.8
Menorca | 1786 | 49.3
Menorca | 1787 | 50.7
Menorca | 1788 | 48.2
Menorca | 1789 | 45.8
Menorca | 1790 | 45.2
Menorca | 1791 | 43.8
Menorca | 1792 | 41.3
Menorca | 1793 | 39.2
Menorca | 1794 | 38.8
Menorca | 1795 | 41.3
Menorca | 1796 | 49
Menorca | 1797 | 51.5
Menorca | 1798 | 49.3
Menorca | 1799 | 45.2
Menorca | 1800 | 40
Menorca | 1801 | 34.8
Menorca | 1802 | 31.3
Menorca | 1803 | 28.8
Menorca | 1804 | 27.8
Menorca | 1805 | 27.7
Menorca | 1806 | 28
Menorca | 1807 | 29.8
Menorca | 1808 | 32
Menorca | 1809 | 38.7
Menorca | 1810 | 43.7
Menorca | 1811 | 44.8
Menorca | 1812 | 42.2
Menorca | 1813 | 39.7
Menorca | 1814 | 39.2
Menorca | 1815 | 37.8
Menorca | 1816 | 35.8
Menorca | 1817 | 34.7
Menorca | 1818 | 36.3
Menorca | 1819 | 39
Menorca | 1820 | 47.3
Menorca | 1821 | 51.2
Menorca | 1822 | 48.7
Menorca | 1823 | 43.2
Menorca | 1824 | 37.3
Menorca | 1825 | 32.2
Menorca | 1826 | 29.3
Menorca | 1827 | 27.7
Menorca | 1828 | 27
Menorca | 1829 | 27
Menorca | 1830 | 29.2
Menorca | 1831 | 35.7
Menorca | 1832 | 47.5
Menorca | 1833 | 54.7
Menorca | 1834 | 57.5
Menorca | 1835 | 58
Menorca | 1836 | 58.2
Menorca | 1837 | 58.5
Menorca | 1838 | 56.7
Menorca | 1839 | 52.8
Menorca | 1840 | 50.7
Menorca | 1841 | 49.7
Menorca | 1842 | 49.7
Menorca | 1843 | 50
Menorca | 1844 | 57.3
Menorca | 1845 | 60.3
Menorca | 1846 | 57
Menorca | 1847 | 49.2
Menorca | 1848 | 41.5
Menorca | 1849 | 35.5
Menorca | 1850 | 31.5
Menorca | 1851 | 30.2
Menorca | 1852 | 29.5
Menorca | 1853 | 29.3
Menorca | 1854 | 31.3
Menorca | 1855 | 38.3
Menorca | 1856 | 50
Menorca | 1857 | 58.3
Menorca | 1858 | 61.2
Menorca | 1859 | 63.5
Menorca | 1860 | 63.5
Menorca | 1861 | 61.7
Menorca | 1862 | 58.3
Menorca | 1863 | 54.3
Menorca | 1864 | 52.5
Menorca | 1865 | 52.7
Menorca | 1866 | 52.7
Menorca | 1867 | 53.5
Menorca | 1868 | 59.5
Menorca | 1869 | 63.3
Menorca | 1870 | 59.7
Menorca | 1871 | 51.3
Menorca | 1872 | 42.3
Menorca | 1873 | 36
Menorca | 1874 | 31.5
Menorca | 1875 | 30
Menorca | 1876 | 29
Menorca | 1877 | 29.2
Menorca | 1878 | 31
Menorca | 1879 | 38.7
Menorca | 1880 | 50.2
Menorca | 1881 | 57.2
Menorca | 1882 | 59
Menorca | 1883 | 59.7
Menorca | 1884 | 58.8
Menorca | 1885 | 57
Menorca | 1886 | 55.5
Menorca | 1887 | 52.5
Menorca | 1888 | 52.7
Menorca | 1889 | 52
Menorca | 1890 | 52.3
Menorca | 1891 | 52.2
Menorca | 1892 | 60.2
Menorca | 1893 | 63.2
Menorca | 1894 | 59.3
Menorca | 1895 | 51.5
Menorca | 1896 | 43.2
Menorca | 1897 | 36.3
Menorca | 1898 | 32.7
Menorca | 1899 | 30.8
Menorca | 1900 | 29.7
Menorca | 1901 | 30.2
Menorca | 1902 | 31.7
Menorca | 1903 | 38.5
Menorca | 1904 | 50.3
Menorca | 1905 | 57.2
Menorca | 1906 | 58.2
Menorca | 1907 | 58.5
Menorca | 1908 | 57.3
Menorca | 1909 | 55.5
Menorca | 1910 | 54.5
Menorca | 1911 | 51.2
Menorca | 1912 | 50.2
Menorca | 1913 | 50.7
Menorca | 1914 | 50.8
Menorca | 1915 | 52.2
Menorca | 1916 | 59.3
Menorca | 1917 | 62.8
Menorca | 1918 | 59.8
Menorca | 1919 | 52.2
Menorca | 1920 | 43.2
Menorca | 1921 | 36.7
Menorca | 1922 | 32.8
Menorca | 1923 | 30.8
Menorca | 1924 | 30.2
Menorca | 1925 | 30
Menorca | 1926 | 31.8
Menorca | 1927 | 38.5
Menorca | 1928 | 49.3
Menorca | 1929 | 56.7
Menorca | 1930 | 57
Menorca | 1931 | 56.7
Menorca | 1932 | 55
Menorca | 1933 | 54.2
Menorca | 1934 | 52
Menorca | 1935 | 49.2
Menorca | 1936 | 48
Menorca | 1937 | 48.7
Menorca | 1938 | 49
Menorca | 1939 | 49.7
Menorca | 1940 | 57
Menorca | 1941 | 58.7
Menorca | 1942 | 55.7
Menorca | 1943 | 49.2
Menorca | 1944 | 42.5
Menorca | 1945 | 36.5
Menorca | 1946 | 32.5
Menorca | 1947 | 30.8
Menorca | 1948 | 30
Menorca | 1949 | 29.5
Menorca | 1950 | 31.5
Menorca | 1951 | 34.2
Menorca | 1952 | 37.7
Menorca | 1953 | 45.2
Menorca | 1954 | 50
Menorca | 1955 | 51.3
Menorca | 1956 | 49.2
Menorca | 1957 | 46.5
Menorca | 1958 | 45.2
Menorca | 1959 | 43.2
Menorca | 1960 | 40.3
Menorca | 1961 | 39
Menorca | 1962 | 39.3
Menorca | 1963 | 41
Menorca | 1964 | 48.7
Menorca | 1965 | 53
Menorca | 1966 | 50.5
Menorca | 1967 | 45.8
Menorca | 1968 | 41
Menorca | 1969 | 36.2
Menorca | 1970 | 32
Menorca | 1971 | 30
Menorca | 1972 | 28.8
Menorca | 1973 | 28.3
Menorca | 1974 | 29.2
Menorca | 1975 | 30.3
Menorca | 1976 | 33
Menorca | 1977 | 39
Menorca | 1978 | 44.5
Menorca | 1979 | 45.8
Menorca | 1980 | 44.3
Menorca | 1981 | 41.3
Menorca | 1982 | 41
Menorca | 1983 | 39.2
Menorca | 1984 | 36.7
Menorca | 1985 | 35.5
Menorca | 1986 | 35.3
Menorca | 1987 | 38.3
Menorca | 1988 | 47.5
Menorca | 1989 | 52.2
Menorca | 1990 | 50.2
Menorca | 1991 | 44.7
Menorca | 1992 | 37.8
Menorca | 1993 | 33.2
Menorca | 1994 | 29.8
Menorca | 1995 | 28.3
Menorca | 1996 | 28
Menorca | 1997 | 28
Menorca | 1998 | 29.7
Menorca | 1999 | 36.7
Menorca | 2000 | 47.3
Menorca | 2001 | 54.2
Menorca | 2002 | 55
Menorca | 2003 | 55.5
Menorca | 2004 | 53
Menorca | 2005 | 51.5
Menorca | 2006 | 49.8
Menorca | 2007 | 46.8
Menorca | 2008 | 45.7
Menorca | 2009 | 45.8
Menorca | 2010 | 46.3
Menorca | 2011 | 46.7
Menorca | 2012 | 54.5
Menorca | 2013 | 58.5
Menorca | 2014 | 55.5
Menorca | 2015 | 47.7
Menorca | 2016 | 40
Menorca | 2017 | 34.8
Menorca | 2018 | 31.5
Menorca | 2019 | 29.8
Menorca | 2020 | 29.2
Menorca | 2021 | 29.3
Menorca | 2022 | 31
Menorca | 2023 | 37.2
Menorca | 2024 | 48.5
Menorca | 2025 | 54.5
Menorca | 2026 | 55.7
Menorca | 2027 | 56
Menorca | 2028 | 54.5
Menorca | 2029 | 54
Menorca | 2030 | 53
Menorca | 2031 | 50.3
Menorca | 2032 | 50
Menorca | 2033 | 49
Menorca | 2034 | 49.2
Menorca | 2035 | 49.7
Menorca | 2036 | 57.5
Menorca | 2037 | 61.8
Menorca | 2038 | 58.2
Menorca | 2039 | 50
Menorca | 2040 | 41.7
Menorca | 2041 | 35.7
Menorca | 2042 | 32
Menorca | 2043 | 30.5
Menorca | 2044 | 29.8
Menorca | 2045 | 29.8
Menorca | 2046 | 31.3
Menorca | 2047 | 37.7
Menorca | 2048 | 49.3
Menorca | 2049 | 56
Menorca | 2050 | 56.7
Menorca | 2051 | 55.8
Menorca | 2052 | 55.2
Menorca | 2053 | 53.2
Menorca | 2054 | 51.8
Menorca | 2055 | 48.2
Menorca | 2056 | 47.2
Menorca | 2057 | 47
Menorca | 2058 | 47.5
Menorca | 2059 | 48.5
Menorca | 2060 | 56.2
Menorca | 2061 | 60.2
Menorca | 2062 | 57.2
Menorca | 2063 | 50.2
Menorca | 2064 | 42.2
Menorca | 2065 | 36
Menorca | 2066 | 32.5
Menorca | 2067 | 30.5
Menorca | 2068 | 30
Menorca | 2069 | 30
Menorca | 2070 | 31.7
Menorca | 2071 | 38.8
Menorca | 2072 | 49.7
Menorca | 2073 | 56.2
Menorca | 2074 | 57.3
Menorca | 2075 | 56.5
Menorca | 2076 | 55.7
Menorca | 2077 | 53.5
Menorca | 2078 | 51.7
Menorca | 2079 | 49.2
Menorca | 2080 | 48.3
Menorca | 2081 | 47.8
Menorca | 2082 | 48.2
Menorca | 2083 | 49
Menorca | 2084 | 56.8
Menorca | 2085 | 60.7
Menorca | 2086 | 57.7
Menorca | 2087 | 50.3
Menorca | 2088 | 43.2
Menorca | 2089 | 36.8
Menorca | 2090 | 32.8
Menorca | 2091 | 31.3
Menorca | 2092 | 30.8
Menorca | 2093 | 30.8
Menorca | 2094 | 32.3
Menorca | 2095 | 38.8
Menorca | 2096 | 49.7
Menorca | 2097 | 55.8
Menorca | 2098 | 55.7
Menorca | 2099 | 55.8
Menorca | 2100 | 54.7
Menorca | 2101 | 53.5
Menorca | 2102 | 51.2
Menorca | 2103 | 48.8
Menorca | 2104 | 47.7
Menorca | 2105 | 47.5
Menorca | 2106 | 47.7
Menorca | 2107 | 47.7
Menorca | 2108 | 54.5
Menorca | 2109 | 57.8
Menorca | 2110 | 55
Menorca | 2111 | 48.5
Menorca | 2112 | 42.8
Menorca | 2113 | 37
Menorca | 2114 | 33.2
Menorca | 2115 | 30.8
Menorca | 2116 | 30
Menorca | 2117 | 29.7
Menorca | 2118 | 30.8
Menorca | 2119 | 33.7
Menorca | 2120 | 38.3
Menorca | 2121 | 45.5
Menorca | 2122 | 50.5
Menorca | 2123 | 51.5
Menorca | 2124 | 50
Menorca | 2125 | 47.7
Menorca | 2126 | 47
Menorca | 2127 | 45.5
Menorca | 2128 | 43.2
Menorca | 2129 | 42
Menorca | 2130 | 42.5
Menorca | 2131 | 44.3
Menorca | 2132 | 50.8
Menorca | 2133 | 53.8
Menorca | 2134 | 50.5
Menorca | 2135 | 46.2
Menorca | 2136 | 41.5
Menorca | 2137 | 36.5
Menorca | 2138 | 32.8
Menorca | 2139 | 30.3
Menorca | 2140 | 29.7
Menorca | 2141 | 29.5
Menorca | 2142 | 31.2
Menorca | 2143 | 32.8
Menorca | 2144 | 36.3
Menorca | 2145 | 42
Menorca | 2146 | 45.8
Menorca | 2147 | 46.2
Menorca | 2148 | 45.5
Menorca | 2149 | 44.2
Menorca | 2150 | 42.3
Menorca | 2151 | 39.7
Menorca | 2152 | 38.2
Menorca | 2153 | 38.7
Menorca | 2154 | 40.8
Menorca | 2155 | 44.2
Menorca | 2156 | 50.8
Menorca | 2157 | 52.3
Menorca | 2158 | 46.7
Menorca | 2159 | 40.8
Menorca | 2160 | 34.8
Menorca | 2161 | 31.2
Menorca | 2162 | 29.2
Menorca | 2163 | 28.5
Menorca | 2164 | 28.5
Menorca | 2165 | 30
Menorca | 2166 | 36.8
Menorca | 2167 | 47.2
Menorca | 2168 | 54.5
Menorca | 2169 | 55.8
Menorca | 2170 | 57
Menorca | 2171 | 56.3
Menorca | 2172 | 57
Menorca | 2173 | 54.5
Menorca | 2174 | 51
Menorca | 2175 | 48.8
Menorca | 2176 | 47.8
Menorca | 2177 | 48.8
Menorca | 2178 | 47.8
Menorca | 2179 | 49.7
Menorca | 2180 | 56
Menorca | 2181 | 57.3
Menorca | 2182 | 50
Menorca | 2183 | 42.5
Menorca | 2184 | 36.7
Menorca | 2185 | 33
Menorca | 2186 | 31
Menorca | 2187 | 30
Menorca | 2188 | 30.2
Menorca | 2189 | 31.7
Menorca | 2190 | 38
Menorca | 2191 | 49.5
Menorca | 2192 | 56.5
Menorca | 2193 | 57.5
Menorca | 2194 | 58.2
Menorca | 2195 | 57.2
Menorca | 2196 | 55.8
Menorca | 2197 | 53
Menorca | 2198 | 49.2
Menorca | 2199 | 47.3
Menorca | 2200 | 47.5
Menorca | 2201 | 48
Menorca | 2202 | 46.7
Menorca | 2203 | 48.5
Menorca | 2204 | 55.5
Menorca | 2205 | 57.2
Menorca | 2206 | 49.5
Menorca | 2207 | 42.3
Menorca | 2208 | 36.3
Menorca | 2209 | 32.3
Menorca | 2210 | 30.5
Menorca | 2211 | 29.8
Menorca | 2212 | 29.3
Menorca | 2213 | 31.5
Menorca | 2214 | 37.5
Menorca | 2215 | 49
Menorca | 2216 | 55.2
Menorca | 2217 | 55.8
Menorca | 2218 | 56.5
Menorca | 2219 | 56.3
Menorca | 2220 | 56.5
Menorca | 2221 | 54
Menorca | 2222 | 49.2
Menorca | 2223 | 47.5
Menorca | 2224 | 46.8
Menorca | 2225 | 47.5
Menorca | 2226 | 47
Menorca | 2227 | 49.3
Menorca | 2228 | 56
Menorca | 2229 | 56.5
Menorca | 2230 | 48.8
Menorca | 2231 | 41.8
Menorca | 2232 | 36.3
Menorca | 2233 | 32.8
Menorca | 2234 | 31.2
Menorca | 2235 | 30.2
Menorca | 2236 | 29.8
Menorca | 2237 | 31.3
Menorca | 2238 | 38.3
Menorca | 2239 | 48.7
Menorca | 2240 | 56.7
Menorca | 2241 | 59
Menorca | 2242 | 59.7
Menorca | 2243 | 59.7
Menorca | 2244 | 58.5
Menorca | 2245 | 55.7
Menorca | 2246 | 52.2
Menorca | 2247 | 49.7
Menorca | 2248 | 48.7
Menorca | 2249 | 48.8
Menorca | 2250 | 47.8
Menorca | 2251 | 49.7
Menorca | 2252 | 56.7
Menorca | 2253 | 58.8
Menorca | 2254 | 51.3
Menorca | 2255 | 43.8
Menorca | 2256 | 38.3
Menorca | 2257 | 34.2
Menorca | 2258 | 32.3
Menorca | 2259 | 31.5
Menorca | 2260 | 31.2
Menorca | 2261 | 32.8
Menorca | 2262 | 39.5
Menorca | 2263 | 51.2
Menorca | 2264 | 57.2
Menorca | 2265 | 58.5
Menorca | 2266 | 58.3
Menorca | 2267 | 57.7
Menorca | 2268 | 56.3
Menorca | 2269 | 53.3
Menorca | 2270 | 49
Menorca | 2271 | 46.8
Menorca | 2272 | 46
Menorca | 2273 | 47
Menorca | 2274 | 48.7
Menorca | 2275 | 51
Menorca | 2276 | 56.8
Menorca | 2277 | 56.5
Menorca | 2278 | 50.2
Menorca | 2279 | 44.3
Menorca | 2280 | 38.5
Menorca | 2281 | 34.2
Menorca | 2282 | 32.2
Menorca | 2283 | 31
Menorca | 2284 | 30.7
Menorca | 2285 | 31.3
Menorca | 2286 | 34.5
Menorca | 2287 | 38.2
Menorca | 2288 | 45.5
Menorca | 2289 | 53.2
Menorca | 2290 | 56.7
Menorca | 2291 | 56
Menorca | 2292 | 52.8
Menorca | 2293 | 50.2
Menorca | 2294 | 47
Menorca | 2295 | 44.3
Menorca | 2296 | 42.2
Menorca | 2297 | 42.7
Menorca | 2298 | 43.5
Menorca | 2299 | 46
Menorca | 2300 | 52.3
Menorca | 2301 | 53.5
Menorca | 2302 | 48.7
Menorca | 2303 | 43.8
Menorca | 2304 | 38.3
Menorca | 2305 | 34
Menorca | 2306 | 32.2
Menorca | 2307 | 30.2
Menorca | 2308 | 29.5
Menorca | 2309 | 29.7
Menorca | 2310 | 32.2
Menorca | 2311 | 34
Menorca | 2312 | 40.3
Menorca | 2313 | 46.5
Menorca | 2314 | 50.2
Menorca | 2315 | 52.3
Menorca | 2316 | 51.2
Menorca | 2317 | 49.8
Menorca | 2318 | 47.2
Menorca | 2319 | 42.3
Menorca | 2320 | 40.7
Menorca | 2321 | 41.7
Menorca | 2322 | 42.3
Menorca | 2323 | 45
Menorca | 2324 | 52
Menorca | 2325 | 55
Menorca | 2326 | 49.2
Menorca | 2327 | 42
Menorca | 2328 | 36.3
Menorca | 2329 | 32.2
Menorca | 2330 | 30.5
Menorca | 2331 | 29.7
Menorca | 2332 | 29.2
Menorca | 2333 | 31.3
Menorca | 2334 | 38
Menorca | 2335 | 49.7
Menorca | 2336 | 56.8
Menorca | 2337 | 58.8
Menorca | 2338 | 60
Menorca | 2339 | 59.8
Menorca | 2340 | 59.3
Menorca | 2341 | 55.3
Menorca | 2342 | 51.7
Menorca | 2343 | 49.7
Menorca | 2344 | 49.2
Menorca | 2345 | 49.8
Menorca | 2346 | 49
Menorca | 2347 | 50.7
Menorca | 2348 | 57.3
Menorca | 2349 | 58.8
Menorca | 2350 | 51.5
Menorca | 2351 | 43.8
Menorca | 2352 | 37.5
Menorca | 2353 | 33.8
Menorca | 2354 | 32
Menorca | 2355 | 31
Menorca | 2356 | 31
Menorca | 2357 | 32.3
Menorca | 2358 | 38.7
Menorca | 2359 | 50.3
Menorca | 2360 | 58.2
Menorca | 2361 | 59.7
Menorca | 2362 | 60
Menorca | 2363 | 59.8
Menorca | 2364 | 58.3
Menorca | 2365 | 54.5
Menorca | 2366 | 51
Menorca | 2367 | 49.3
Menorca | 2368 | 48.5
Menorca | 2369 | 48.7
Menorca | 2370 | 48
Menorca | 2371 | 50.3
Menorca | 2372 | 57
Menorca | 2373 | 58.8
Menorca | 2374 | 50.5
Menorca | 2375 | 43.3
Menorca | 2376 | 37.3
Menorca | 2377 | 33.7
Menorca | 2378 | 31.5
Menorca | 2379 | 30.7
Menorca | 2380 | 30.7
Menorca | 2381 | 32.3
Menorca | 2382 | 38.8
Menorca | 2383 | 50.7
Menorca | 2384 | 57.7
Menorca | 2385 | 59.8
Menorca | 2386 | 60.3
Menorca | 2387 | 60.3
Menorca | 2388 | 60.3
Menorca | 2389 | 57
Menorca | 2390 | 53.3
Menorca | 2391 | 51.8
Menorca | 2392 | 50.8
Menorca | 2393 | 49.8
Menorca | 2394 | 49.5
Menorca | 2395 | 51.7
Menorca | 2396 | 58.2
Menorca | 2397 | 59.3
Menorca | 2398 | 52
Menorca | 2399 | 44.7
Menorca | 2400 | 38.7
Menorca | 2401 | 34.5
Menorca | 2402 | 32.3
Menorca | 2403 | 31.5
Menorca | 2404 | 30.8
Menorca | 2405 | 32.8
Menorca | 2406 | 39.2
Menorca | 2407 | 50.5
Menorca | 2408 | 58
Menorca | 2409 | 59.7
Menorca | 2410 | 60.3
Menorca | 2411 | 59.2
Menorca | 2412 | 58.2
Menorca | 2413 | 56.2
Menorca | 2414 | 53.2
Menorca | 2415 | 51
Menorca | 2416 | 50.8
Menorca | 2417 | 51.2
Menorca | 2418 | 50.7
Menorca | 2419 | 53.8
Menorca | 2420 | 59.5
Menorca | 2421 | 59.3
Menorca | 2422 | 52
Menorca | 2423 | 44.8
Menorca | 2424 | 39
Menorca | 2425 | 34.8
Menorca | 2426 | 33.3
Menorca | 2427 | 32.5
Menorca | 2428 | 32
Menorca | 2429 | 33.8
Menorca | 2430 | 40.3
Menorca | 2431 | 50.5
Menorca | 2432 | 58
Menorca | 2433 | 60.2
Menorca | 2434 | 60.5
Menorca | 2435 | 59.5
Menorca | 2436 | 58.8
Menorca | 2437 | 56.5
Menorca | 2438 | 52.3
Menorca | 2439 | 49.8
Menorca | 2440 | 48.7
Menorca | 2441 | 49.3
Menorca | 2442 | 49.8
Menorca | 2443 | 52.2
Menorca | 2444 | 57
Menorca | 2445 | 57.3
Menorca | 2446 | 51.8
Menorca | 2447 | 45.2
Menorca | 2448 | 39.5
Menorca | 2449 | 34.7
Menorca | 2450 | 32
Menorca | 2451 | 30.8
Menorca | 2452 | 30.3
Menorca | 2453 | 32
Menorca | 2454 | 34.7
Menorca | 2455 | 39.3
Menorca | 2456 | 46.7
Menorca | 2457 | 54.2
Menorca | 2458 | 56.3
Menorca | 2459 | 54.2
Menorca | 2460 | 52
Menorca | 2461 | 50
Menorca | 2462 | 47.7
Menorca | 2463 | 44.2
Menorca | 2464 | 42.7
Menorca | 2465 | 42
Menorca | 2466 | 43.2
Menorca | 2467 | 45.2
Menorca | 2468 | 51.5
Menorca | 2469 | 54.7
Menorca | 2470 | 50.3
Menorca | 2471 | 44.8
Menorca | 2472 | 39.3
Menorca | 2473 | 34.7
Menorca | 2474 | 32
Menorca | 2475 | 30.7
Menorca | 2476 | 30.3
Menorca | 2477 | 30.5
Menorca | 2478 | 32.3
Menorca | 2479 | 34.7
Menorca | 2480 | 41.2
Menorca | 2481 | 47.7
Menorca | 2482 | 50.5
Menorca | 2483 | 50.2
Menorca | 2484 | 47.8
Menorca | 2485 | 45.8
Menorca | 2486 | 43.8
Menorca | 2487 | 40.5
Menorca | 2488 | 39.5
Menorca | 2489 | 39.7
Menorca | 2490 | 41.8
Menorca | 2491 | 45
Menorca | 2492 | 51
Menorca | 2493 | 54.2
Menorca | 2494 | 49
Menorca | 2495 | 42.3
Menorca | 2496 | 36.3
Menorca | 2497 | 32.7
Menorca | 2498 | 31.2
Menorca | 2499 | 30
Menorca | 2500 | 29.8
Menorca | 2501 | 31.8
Menorca | 2502 | 38.2
Menorca | 2503 | 48.3
Menorca | 2504 | 56.7
Menorca | 2505 | 59.5
Menorca | 2506 | 60.3
Menorca | 2507 | 58.7
Menorca | 2508 | 57.2
Menorca | 2509 | 54.7
Menorca | 2510 | 50.7
Menorca | 2511 | 48.8
Menorca | 2512 | 49.3
Menorca | 2513 | 50.7
Menorca | 2514 | 50.5
Menorca | 2515 | 52.8
Menorca | 2516 | 58.8
Menorca | 2517 | 60.3
Menorca | 2518 | 52.5
Menorca | 2519 | 44.7
Menorca | 2520 | 38.5
Menorca | 2521 | 35
Menorca | 2522 | 32.7
Menorca | 2523 | 32
Menorca | 2524 | 31.7
Menorca | 2525 | 33.2
Menorca | 2526 | 39.7
Menorca | 2527 | 51
Menorca | 2528 | 60.7
Menorca | 2529 | 64.7
Menorca | 2530 | 64
Menorca | 2531 | 61
Menorca | 2532 | 60
Menorca | 2533 | 56.5
Menorca | 2534 | 52.7
Menorca | 2535 | 50.7
Menorca | 2536 | 50.2
Menorca | 2537 | 50.3
Menorca | 2538 | 50
Menorca | 2539 | 52.5
Menorca | 2540 | 58.8
Menorca | 2541 | 60.5
Menorca | 2542 | 53.2
Menorca | 2543 | 46.3
Menorca | 2544 | 39.7
Menorca | 2545 | 36
Menorca | 2546 | 33.7
Menorca | 2547 | 32.8
Menorca | 2548 | 32
Menorca | 2549 | 33.8
Menorca | 2550 | 40.5
Menorca | 2551 | 51.2
Menorca | 2552 | 57.5
Menorca | 2553 | 60.2
Menorca | 2554 | 61.7
Menorca | 2555 | 60.7
Menorca | 2556 | 59.2
Menorca | 2557 | 55.8
Menorca | 2558 | 52.5
Menorca | 2559 | 50.7
Menorca | 2560 | 49.5
Menorca | 2561 | 50.2
Menorca | 2562 | 49.2
Menorca | 2563 | 51.5
Menorca | 2564 | 56.3
Menorca | 2565 | 58.5
Menorca | 2566 | 52.5
Menorca | 2567 | 45.8
Menorca | 2568 | 40.2
Menorca | 2569 | 35.7
Menorca | 2570 | 33
Menorca | 2571 | 31.8
Menorca | 2572 | 31
Menorca | 2573 | 32.7
Menorca | 2574 | 35.7
Menorca | 2575 | 40.2
Menorca | 2576 | 47.7
Menorca | 2577 | 54.8
Menorca | 2578 | 57.8
Menorca | 2579 | 57
Menorca | 2580 | 55
Menorca | 2581 | 53.7
Menorca | 2582 | 50.2
Menorca | 2583 | 46.2
Menorca | 2584 | 44.5
Menorca | 2585 | 45.5
Menorca | 2586 | 46.3
Menorca | 2587 | 49.2
Menorca | 2588 | 53.8
Menorca | 2589 | 56.3
Menorca | 2590 | 51
Menorca | 2591 | 45.3
Menorca | 2592 | 39.2
Menorca | 2593 | 35.2
Menorca | 2594 | 33
Menorca | 2595 | 31.3
Menorca | 2596 | 31.2
Menorca | 2597 | 32
Menorca | 2598 | 34.3
Menorca | 2599 | 37.2
Menorca | 2600 | 44
Menorca | 2601 | 50.8
Menorca | 2602 | 54.2
Menorca | 2603 | 54.2
Menorca | 2604 | 52
Menorca | 2605 | 49.7
Menorca | 2606 | 47.5
Menorca | 2607 | 43.7
Menorca | 2608 | 42
Menorca | 2609 | 43
Menorca | 2610 | 44.3
Menorca | 2611 | 47.5
Menorca | 2612 | 51
Menorca | 2613 | 52.3
Menorca | 2614 | 48.5
Menorca | 2615 | 44.2
Menorca | 2616 | 38.5
Menorca | 2617 | 34.7
Menorca | 2618 | 32
Menorca | 2619 | 30.7
Menorca | 2620 | 30
Menorca | 2621 | 31
Menorca | 2622 | 33.8
Menorca | 2623 | 37.5
Menorca | 2624 | 45.5
Menorca | 2625 | 53.8
Menorca | 2626 | 57.8
Menorca | 2627 | 57
Menorca | 2628 | 54.7
Menorca | 2629 | 52.8
Menorca | 2630 | 50.3
Menorca | 2631 | 46.2
Menorca | 2632 | 44.5
Menorca | 2633 | 44
Menorca | 2634 | 45.2
Menorca | 2635 | 47.7
Menorca | 2636 | 52.5
Menorca | 2637 | 55.2
Menorca | 2638 | 49.8
Menorca | 2639 | 44
Menorca | 2640 | 38.8
Menorca | 2641 | 34.7
Menorca | 2642 | 32.7
Menorca | 2643 | 30.7
Menorca | 2644 | 30
Menorca | 2645 | 30.5
Menorca | 2646 | 32.7
Menorca | 2647 | 33.7
Menorca | 2648 | 40.3
Menorca | 2649 | 48.8
Menorca | 2650 | 54.3
Menorca | 2651 | 55
Menorca | 2652 | 52.8
Menorca | 2653 | 51.2
Menorca | 2654 | 48
Menorca | 2655 | 45.2
Menorca | 2656 | 43
Menorca | 2657 | 43.7
Menorca | 2658 | 45
Menorca | 2659 | 47.7
Menorca | 2660 | 51.3
Menorca | 2661 | 53.2
Menorca | 2662 | 48.2
Menorca | 2663 | 42.5
Menorca | 2664 | 37.5
Menorca | 2665 | 33.8
Menorca | 2666 | 32
Menorca | 2667 | 30.5
Menorca | 2668 | 30
Menorca | 2669 | 31.2
Menorca | 2670 | 33.5
Menorca | 2671 | 36.2
Menorca | 2672 | 44
Menorca | 2673 | 52.3
Menorca | 2674 | 57.7
Menorca | 2675 | 59.3
Menorca | 2676 | 58.5
Menorca | 2677 | 57.3
Menorca | 2678 | 53.7
Menorca | 2679 | 48.8
Menorca | 2680 | 47
Menorca | 2681 | 46.8
Menorca | 2682 | 47.5
Menorca | 2683 | 50.2
Menorca | 2684 | 53.8
Menorca | 2685 | 55.7
Menorca | 2686 | 49.7
Menorca | 2687 | 43.7
Menorca | 2688 | 37.7
Menorca | 2689 | 33.7
Menorca | 2690 | 31.2
Menorca | 2691 | 30.8
Menorca | 2692 | 30.3
Menorca | 2693 | 32.2
Menorca | 2694 | 37.8
Menorca | 2695 | 48.3
Menorca | 2696 | 57.8
Menorca | 2697 | 63.7
Menorca | 2698 | 65.3
Menorca | 2699 | 63.3
Menorca | 2700 | 60.3
Menorca | 2701 | 58.7
Menorca | 2702 | 53.7
Menorca | 2703 | 50.8
Menorca | 2704 | 49.8
Menorca | 2705 | 50.5
Menorca | 2706 | 49.7
Menorca | 2707 | 51.3
Menorca | 2708 | 55.8
Menorca | 2709 | 59.7
Menorca | 2710 | 51.7
Menorca | 2711 | 44.8
Menorca | 2712 | 39.2
Menorca | 2713 | 35.5
Menorca | 2714 | 32.2
Menorca | 2715 | 32
Menorca | 2716 | 31.3
Menorca | 2717 | 33.3
Menorca | 2718 | 38.7
Menorca | 2719 | 47.5
Menorca | 2720 | 56.3
Menorca | 2721 | 59.7
Menorca | 2722 | 61.5
Menorca | 2723 | 60.7
Menorca | 2724 | 59
Menorca | 2725 | 56.2
Menorca | 2726 | 52.2
Menorca | 2727 | 50.2
Menorca | 2728 | 49.5
Menorca | 2729 | 50.3
Menorca | 2730 | 50
Menorca | 2731 | 51.5
Menorca | 2732 | 56.3
Menorca | 2733 | 59.7
Menorca | 2734 | 52.5
Menorca | 2735 | 45.2
Menorca | 2736 | 38.8
Menorca | 2737 | 35.8
Menorca | 2738 | 33.2
Menorca | 2739 | 32.2
Menorca | 2740 | 32.5
Menorca | 2741 | 34
Menorca | 2742 | 38.8
Menorca | 2743 | 47.7
Menorca | 2744 | 56.3
Menorca | 2745 | 60.2
Menorca | 2746 | 61.8
Menorca | 2747 | 61.3
Menorca | 2748 | 60.3
Menorca | 2749 | 57.7
Menorca | 2750 | 53.3
Menorca | 2751 | 51.2
Menorca | 2752 | 51.5
Menorca | 2753 | 51.7
Menorca | 2754 | 51.2
Menorca | 2755 | 52.3
Menorca | 2756 | 55.8
Menorca | 2757 | 58.7
Menorca | 2758 | 51.5
Menorca | 2759 | 44.8
Menorca | 2760 | 39.5
Menorca | 2761 | 35.3
Menorca | 2762 | 32.8
Menorca | 2763 | 32.2
Menorca | 2764 | 31.5
Menorca | 2765 | 32.8
Menorca | 2766 | 38.8
Menorca | 2767 | 47.2
Menorca | 2768 | 55.5
Menorca | 2769 | 60
Menorca | 2770 | 61.3
Menorca | 2771 | 60.3
Menorca | 2772 | 59
Menorca | 2773 | 56.3
Menorca | 2774 | 52.5
Menorca | 2775 | 49.5
Menorca | 2776 | 48.3
Menorca | 2777 | 49
Menorca | 2778 | 49.3
Menorca | 2779 | 51
Menorca | 2780 | 54.3
Menorca | 2781 | 57.3
Menorca | 2782 | 51.2
Menorca | 2783 | 45.5
Menorca | 2784 | 39.5
Menorca | 2785 | 35.7
Menorca | 2786 | 33
Menorca | 2787 | 32
Menorca | 2788 | 31.5
Menorca | 2789 | 32.5
Menorca | 2790 | 35.2
Menorca | 2791 | 40.3
Menorca | 2792 | 47.8
Menorca | 2793 | 54
Menorca | 2794 | 57
Menorca | 2795 | 55.8
Menorca | 2796 | 53.7
Menorca | 2797 | 51.3
Menorca | 2798 | 48
Menorca | 2799 | 44.3
Menorca | 2800 | 43
Menorca | 2801 | 43
Menorca | 2802 | 44.7
Menorca | 2803 | 46.8
Menorca | 2804 | 50.7
Menorca | 2805 | 53.5
Menorca | 2806 | 49.3
Menorca | 2807 | 43.7
Menorca | 2808 | 39
Menorca | 2809 | 35
Menorca | 2810 | 32.7
Menorca | 2811 | 31.3
Menorca | 2812 | 30.5
Menorca | 2813 | 31.2
Menorca | 2814 | 32.8
Menorca | 2815 | 36
Menorca | 2816 | 41.7
Menorca | 2817 | 48.3
Menorca | 2818 | 51.2
Menorca | 2819 | 50.3
Menorca | 2820 | 48.5
Menorca | 2821 | 46.8
Menorca | 2822 | 45.3
Menorca | 2823 | 42.5
Menorca | 2824 | 41.2
Menorca | 2825 | 41.2
Menorca | 2826 | 43.2
Menorca | 2827 | 46.3
Menorca | 2828 | 51
Menorca | 2829 | 53.8
Menorca | 2830 | 48.7
Menorca | 2831 | 42.3
Menorca | 2832 | 37.2
Menorca | 2833 | 33.7
Menorca | 2834 | 31.8
Menorca | 2835 | 30.8
Menorca | 2836 | 30.3
Menorca | 2837 | 31.8
Menorca | 2838 | 37.8
Menorca | 2839 | 49.2
Menorca | 2840 | 57.5
Menorca | 2841 | 62.3
Menorca | 2842 | 63.3
Menorca | 2843 | 64.2
Menorca | 2844 | 62.8
Menorca | 2845 | 58.5
Menorca | 2846 | 54
Menorca | 2847 | 52.3
Menorca | 2848 | 51.8
Menorca | 2849 | 51
Menorca | 2850 | 50.8
Menorca | 2851 | 52.2
Menorca | 2852 | 57
Menorca | 2853 | 59.5
Menorca | 2854 | 52.7
Menorca | 2855 | 45
Menorca | 2856 | 38.8
Menorca | 2857 | 35.2
Menorca | 2858 | 33.3
Menorca | 2859 | 31.8
Menorca | 2860 | 31.5
Menorca | 2861 | 34
Menorca | 2862 | 39.5
Menorca | 2863 | 50.8
Menorca | 2864 | 60.8
Menorca | 2865 | 64.7
Menorca | 2866 | 66
Menorca | 2867 | 66.2
Menorca | 2868 | 64.7
Menorca | 2869 | 60.2
Menorca | 2870 | 55.8
Menorca | 2871 | 53.2
Menorca | 2872 | 52.2
Menorca | 2873 | 52.8
Menorca | 2874 | 52.2
Menorca | 2875 | 53
Menorca | 2876 | 55.8
Menorca | 2877 | 59
Menorca | 2878 | 52.7
Menorca | 2879 | 46.5
Menorca | 2880 | 40.5
Menorca | 2881 | 36.3
Menorca | 2882 | 34.2
Menorca | 2883 | 32.2
Menorca | 2884 | 32
Menorca | 2885 | 32.5
Menorca | 2886 | 35.2
Menorca | 2887 | 39.5
Menorca | 2888 | 47.2
Menorca | 2889 | 54
Menorca | 2890 | 57.2
Menorca | 2891 | 56.5
Menorca | 2892 | 53
Menorca | 2893 | 51.7
Menorca | 2894 | 49
Menorca | 2895 | 45.3
Menorca | 2896 | 43.2
Menorca | 2897 | 43.5
Menorca | 2898 | 45.2
Menorca | 2899 | 48.5
Menorca | 2900 | 53.5
Menorca | 2901 | 57.8
Menorca | 2902 | 51.5
Menorca | 2903 | 44.7
Menorca | 2904 | 38.5
Menorca | 2905 | 35.3
Menorca | 2906 | 33.7
Menorca | 2907 | 32.3
Menorca | 2908 | 32.3
Menorca | 2909 | 33.5
Menorca | 2910 | 39.5
Menorca | 2911 | 50.3
Menorca | 2912 | 57.7
Menorca | 2913 | 61.8
Menorca | 2914 | 63.8
Menorca | 2915 | 63
Menorca | 2916 | 62.7
Menorca | 2917 | 61
Menorca | 2918 | 56.8
Menorca | 2919 | 55
Menorca | 2920 | 53.7
Menorca | 2921 | 54.3
Menorca | 2922 | 54.5
Menorca | 2923 | 55.8
Menorca | 2924 | 59.3
Menorca | 2925 | 62.7
Menorca | 2926 | 54.8
Menorca | 2927 | 47
Menorca | 2928 | 40.8
Menorca | 2929 | 36.8
Menorca | 2930 | 35.2
Menorca | 2931 | 34
Menorca | 2932 | 33.3
Menorca | 2933 | 35.3
Menorca | 2934 | 41.3
Menorca | 2935 | 52.2
Menorca | 2936 | 60.3
Menorca | 2937 | 63
Menorca | 2938 | 64.7
Menorca | 2939 | 63.2
Menorca | 2940 | 62.2
Menorca | 2941 | 59.8
Menorca | 2942 | 55.2
Menorca | 2943 | 53.8
Menorca | 2944 | 54.5
Menorca | 2945 | 56
Menorca | 2946 | 57.5
Menorca | 2947 | 60.5
Menorca | 2948 | 62.8
Menorca | 2949 | 62.8
Menorca | 2950 | 55.2
Menorca | 2951 | 48.3
Menorca | 2952 | 42
Menorca | 2953 | 37
Menorca | 2954 | 34
Menorca | 2955 | 33
Menorca | 2956 | 32.7
Menorca | 2957 | 33.7
Menorca | 2958 | 36.8
Menorca | 2959 | 44.2
Menorca | 2960 | 52.7
Menorca | 2961 | 60
Menorca | 2962 | 62.5
Menorca | 2963 | 61.7
Menorca | 2964 | 59
Menorca | 2965 | 55.8
Menorca | 2966 | 53.8
Menorca | 2967 | 51.2
Menorca | 2968 | 49.2
Menorca | 2969 | 48.5
Menorca | 2970 | 50.7
Menorca | 2971 | 53.5
Menorca | 2972 | 56
Menorca | 2973 | 59
Menorca | 2974 | 53.3
Menorca | 2975 | 47.7
Menorca | 2976 | 42
Menorca | 2977 | 38
Menorca | 2978 | 35.2
Menorca | 2979 | 33.8
Menorca | 2980 | 33.3
Menorca | 2981 | 32.7
Menorca | 2982 | 35.2
Menorca | 2983 | 39.5
Menorca | 2984 | 46.7
Menorca | 2985 | 54
Menorca | 2986 | 58.2
Menorca | 2987 | 58.2
Menorca | 2988 | 55.7
Menorca | 2989 | 53.5
Menorca | 2990 | 51.2
Menorca | 2991 | 47.3
Menorca | 2992 | 45.3
Menorca | 2993 | 46
Menorca | 2994 | 48.2
Menorca | 2995 | 51.2
Menorca | 2996 | 55.8
Menorca | 2997 | 60.7
Menorca | 2998 | 54.7
Menorca | 2999 | 47.5
Menorca | 3000 | 40.8
Menorca | 3001 | 36.7
Menorca | 3002 | 34.5
Menorca | 3003 | 34
Menorca | 3004 | 34.2
Menorca | 3005 | 36
Menorca | 3006 | 43.2
Menorca | 3007 | 55
Menorca | 3008 | 63.3
Menorca | 3009 | 66.8
Menorca | 3010 | 67.3
Menorca | 3011 | 66.2
Menorca | 3012 | 64.8
Menorca | 3013 | 61.8
Menorca | 3014 | 58.3
Menorca | 3015 | 56
Menorca | 3016 | 55.5
Menorca | 3017 | 56.7
Menorca | 3018 | 57.5
Menorca | 3019 | 59.3
Menorca | 3020 | 63.7
Menorca | 3021 | 66.2
Menorca | 3022 | 57.8
Menorca | 3023 | 48.8
Menorca | 3024 | 42
Menorca | 3025 | 37.5
Menorca | 3026 | 35.5
Menorca | 3027 | 34.7
Menorca | 3028 | 34
Menorca | 3029 | 36.3
Menorca | 3030 | 42.3
Menorca | 3031 | 54.8
Menorca | 3032 | 63.3
Menorca | 3033 | 66.5
Menorca | 3034 | 67.5
Menorca | 3035 | 65.2
Menorca | 3036 | 63.5
Menorca | 3037 | 61.3
Menorca | 3038 | 56.7
Menorca | 3039 | 55.3
Menorca | 3040 | 54.8
Menorca | 3041 | 55.8
Menorca | 3042 | 57.2
Menorca | 3043 | 59.5
Menorca | 3044 | 64.5
Menorca | 3045 | 64.7
Menorca | 3046 | 56.5
Menorca | 3047 | 48.8
Menorca | 3048 | 42.3
Menorca | 3049 | 38.2
Menorca | 3050 | 35.3
Menorca | 3051 | 35
Menorca | 3052 | 34
Menorca | 3053 | 36.5
Menorca | 3054 | 42.7
Menorca | 3055 | 54.7
Menorca | 3056 | 64
Menorca | 3057 | 67.3
Menorca | 3058 | 68.8
Menorca | 3059 | 66.7
Menorca | 3060 | 65.2
Menorca | 3061 | 62.7
Menorca | 3062 | 59.8
Menorca | 3063 | 57.5
Menorca | 3064 | 57
Menorca | 3065 | 57.8
Menorca | 3066 | 59.3
Menorca | 3067 | 61.2
Menorca | 3068 | 64.5
Menorca | 3069 | 65.7
Menorca | 3070 | 56.3
Menorca | 3071 | 48.8
Menorca | 3072 | 41.8
Menorca | 3073 | 37.8
Menorca | 3074 | 36
Menorca | 3075 | 34.7
Menorca | 3076 | 34.7
Menorca | 3077 | 36
Menorca | 3078 | 42.7
Menorca | 3079 | 54.3
Menorca | 3080 | 62.8
Menorca | 3081 | 66.8
Menorca | 3082 | 68.5
Menorca | 3083 | 67.2
Menorca | 3084 | 65.7
Menorca | 3085 | 62.7
Menorca | 3086 | 59.2
Menorca | 3087 | 56.8
Menorca | 3088 | 56.2
Menorca | 3089 | 57.3
Menorca | 3090 | 57.8
Menorca | 3091 | 59.7
Menorca | 3092 | 62.3
Menorca | 3093 | 64.8
Menorca | 3094 | 57.2
Menorca | 3095 | 49
Menorca | 3096 | 42.8
Menorca | 3097 | 38.2
Menorca | 3098 | 35.7
Menorca | 3099 | 34.8
Menorca | 3100 | 35.2
Menorca | 3101 | 36.2
Menorca | 3102 | 42.7
Menorca | 3103 | 55.5
Menorca | 3104 | 63.2
Menorca | 3105 | 67.2
Menorca | 3106 | 68.8
Menorca | 3107 | 67
Menorca | 3108 | 65.8
Menorca | 3109 | 63.7
Menorca | 3110 | 58.7
Menorca | 3111 | 56.2
Menorca | 3112 | 55.3
Menorca | 3113 | 57.3
Menorca | 3114 | 58.7
Menorca | 3115 | 60
Menorca | 3116 | 61.3
Menorca | 3117 | 63.2
Menorca | 3118 | 56.8
Menorca | 3119 | 49.2
Menorca | 3120 | 44.3
Menorca | 3121 | 39.2
Menorca | 3122 | 36.7
Menorca | 3123 | 35.3
Menorca | 3124 | 34.8
Menorca | 3125 | 35.3
Menorca | 3126 | 39
Menorca | 3127 | 45.3
Menorca | 3128 | 54.7
Menorca | 3129 | 62.5
Menorca | 3130 | 65.2
Menorca | 3131 | 63.3
Menorca | 3132 | 61.5
Menorca | 3133 | 59
Menorca | 3134 | 55.8
Menorca | 3135 | 51.8
Menorca | 3136 | 51
Menorca | 3137 | 52.2
Menorca | 3138 | 54
Menorca | 3139 | 56.5
Menorca | 3140 | 58
Menorca | 3141 | 60.3
Menorca | 3142 | 54.7
Menorca | 3143 | 47.5
Menorca | 3144 | 42.8
Menorca | 3145 | 38.5
Menorca | 3146 | 36
Menorca | 3147 | 34.7
Menorca | 3148 | 34.3
Menorca | 3149 | 35.3
Menorca | 3150 | 36.7
Menorca | 3151 | 41.3
Menorca | 3152 | 48.8
Menorca | 3153 | 56.3
Menorca | 3154 | 59.2
Menorca | 3155 | 57.8
Menorca | 3156 | 55.7
Menorca | 3157 | 53.3
Menorca | 3158 | 51.3
Menorca | 3159 | 48
Menorca | 3160 | 46.3
Menorca | 3161 | 47.3
Menorca | 3162 | 49.3
Menorca | 3163 | 52
Menorca | 3164 | 55.3
Menorca | 3165 | 59
Menorca | 3166 | 52.5
Menorca | 3167 | 45.7
Menorca | 3168 | 39.8
Menorca | 3169 | 35.8
Menorca | 3170 | 34
Menorca | 3171 | 33.5
Menorca | 3172 | 33.3
Menorca | 3173 | 35.2
Menorca | 3174 | 41.7
Menorca | 3175 | 52.2
Menorca | 3176 | 61
Menorca | 3177 | 64.8
Menorca | 3178 | 66.7
Menorca | 3179 | 64.8
Menorca | 3180 | 63.3
Menorca | 3181 | 61
Menorca | 3182 | 57.7
Menorca | 3183 | 55.8
Menorca | 3184 | 54.7
Menorca | 3185 | 57.3
Menorca | 3186 | 58.3
Menorca | 3187 | 60
Menorca | 3188 | 62.5
Menorca | 3189 | 64
Menorca | 3190 | 56
Menorca | 3191 | 48
Menorca | 3192 | 42
Menorca | 3193 | 38.3
Menorca | 3194 | 35.8
Menorca | 3195 | 35.7
Menorca | 3196 | 35.5
Menorca | 3197 | 36.5
Menorca | 3198 | 43
Menorca | 3199 | 54.8
Menorca | 3200 | 63.7
Menorca | 3201 | 67.2
Menorca | 3202 | 68.8
Menorca | 3203 | 66.7
Menorca | 3204 | 64.5
Menorca | 3205 | 62
Menorca | 3206 | 58.2
Menorca | 3207 | 56.2
Menorca | 3208 | 55.3
Menorca | 3209 | 57.3
Menorca | 3210 | 59.3
Menorca | 3211 | 60.7
Menorca | 3212 | 63
Menorca | 3213 | 64.8
Menorca | 3214 | 57
Menorca | 3215 | 48.8
Menorca | 3216 | 42.3
Menorca | 3217 | 38.2
Menorca | 3218 | 35.8
Menorca | 3219 | 35.2
Menorca | 3220 | 35
Menorca | 3221 | 36.8
Menorca | 3222 | 42.7
Menorca | 3223 | 54.3
Menorca | 3224 | 62.7
Menorca | 3225 | 66.3
Menorca | 3226 | 66.8
Menorca | 3227 | 65.2
Menorca | 3228 | 64.5
Menorca | 3229 | 62.2
Menorca | 3230 | 58.5
Menorca | 3231 | 56.7
Menorca | 3232 | 56.7
Menorca | 3233 | 58
Menorca | 3234 | 59.7
Menorca | 3235 | 61.3
Menorca | 3236 | 63.3
Menorca | 3237 | 65.3
Menorca | 3238 | 58.2
Menorca | 3239 | 49.2
Menorca | 3240 | 42.8
Menorca | 3241 | 38.3
Menorca | 3242 | 36.8
Menorca | 3243 | 36.2
Menorca | 3244 | 35.5
Menorca | 3245 | 36.7
Menorca | 3246 | 43.3
Menorca | 3247 | 55.2
Menorca | 3248 | 63.5
Menorca | 3249 | 67.2
Menorca | 3250 | 69
Menorca | 3251 | 67.2
Menorca | 3252 | 65.5
Menorca | 3253 | 63.3
Menorca | 3254 | 60.3
Menorca | 3255 | 58
Menorca | 3256 | 57.3
Menorca | 3257 | 59
Menorca | 3258 | 60.3
Menorca | 3259 | 62.3
Menorca | 3260 | 63.8
Menorca | 3261 | 65.7
Menorca | 3262 | 57.8
Menorca | 3263 | 49.3
Menorca | 3264 | 43.2
Menorca | 3265 | 38.8
Menorca | 3266 | 36.5
Menorca | 3267 | 35.3
Menorca | 3268 | 35.5
Menorca | 3269 | 37
Menorca | 3270 | 44.2
Menorca | 3271 | 55.7
Menorca | 3272 | 65
Menorca | 3273 | 69.8
Menorca | 3274 | 71.2
Menorca | 3275 | 70.3
Menorca | 3276 | 68.3
Menorca | 3277 | 65.3
Menorca | 3278 | 61
Menorca | 3279 | 57.7
Menorca | 3280 | 57
Menorca | 3281 | 58.8
Menorca | 3282 | 59.8
Menorca | 3283 | 61.5
Menorca | 3284 | 62.5
Menorca | 3285 | 63.8
Menorca | 3286 | 55.7
Menorca | 3287 | 48.7
Menorca | 3288 | 43.3
Menorca | 3289 | 38.8
Menorca | 3290 | 35.8
Menorca | 3291 | 35
Menorca | 3292 | 34.8
Menorca | 3293 | 35.7
Menorca | 3294 | 39
Menorca | 3295 | 46.2
Menorca | 3296 | 55.3
Menorca | 3297 | 63.7
Menorca | 3298 | 66.2
Menorca | 3299 | 64.7
Menorca | 3300 | 62
Menorca | 3301 | 60
Menorca | 3302 | 57.5
Menorca | 3303 | 54.2
Menorca | 3304 | 52
Menorca | 3305 | 52.7
Menorca | 3306 | 55
Menorca | 3307 | 57.5
Menorca | 3308 | 58.2
Menorca | 3309 | 60.3
Menorca | 3310 | 55.5
Menorca | 3311 | 49.3
Menorca | 3312 | 44
Menorca | 3313 | 38.8
Menorca | 3314 | 36.2
Menorca | 3315 | 34.7
Menorca | 3316 | 34.3
Menorca | 3317 | 35
Menorca | 3318 | 37
Menorca | 3319 | 42
Menorca | 3320 | 50
Menorca | 3321 | 58.3
Menorca | 3322 | 61.3
Menorca | 3323 | 60.2
Menorca | 3324 | 57.8
Menorca | 3325 | 55.8
Menorca | 3326 | 54.2
Menorca | 3327 | 49.5
Menorca | 3328 | 48.8
Menorca | 3329 | 51.3
Menorca | 3330 | 53.5
Menorca | 3331 | 56.2
Menorca | 3332 | 58.8
Menorca | 3333 | 62
Menorca | 3334 | 55.5
Menorca | 3335 | 47.3
Menorca | 3336 | 41.5
Menorca | 3337 | 37.3
Menorca | 3338 | 35
Menorca | 3339 | 34
Menorca | 3340 | 34.2
Menorca | 3341 | 36.2
Menorca | 3342 | 42.7
Menorca | 3343 | 54.2
Menorca | 3344 | 63.2
Menorca | 3345 | 68.7
Menorca | 3346 | 68.8
Menorca | 3347 | 67.7
Menorca | 3348 | 65.2
Menorca | 3349 | 62.5
Menorca | 3350 | 59.2
Menorca | 3351 | 57.7
Menorca | 3352 | 57.5
Menorca | 3353 | 59
Menorca | 3354 | 60.5
Menorca | 3355 | 61.7
Menorca | 3356 | 64.3
Menorca | 3357 | 66.7
Menorca | 3358 | 58.2
Menorca | 3359 | 49.2
Menorca | 3360 | 42.8
Menorca | 3361 | 38.7
Menorca | 3362 | 36.5
Menorca | 3363 | 35.8
Menorca | 3364 | 35.5
Menorca | 3365 | 37
Menorca | 3366 | 43.2
Menorca | 3367 | 54.5
Menorca | 3368 | 63.5
Menorca | 3369 | 67.7
Menorca | 3370 | 69.5
Menorca | 3371 | 67.7
Menorca | 3372 | 66.8
Menorca | 3373 | 63.7
Menorca | 3374 | 59.8
Menorca | 3375 | 57.7
Menorca | 3376 | 58
Menorca | 3377 | 59.7
Menorca | 3378 | 61.5
Menorca | 3379 | 63
Menorca | 3380 | 65
Menorca | 3381 | 66.5
Menorca | 3382 | 58.2
Menorca | 3383 | 49.3
Menorca | 3384 | 43
Menorca | 3385 | 38.5
Menorca | 3386 | 36.5
Menorca | 3387 | 35.2
Menorca | 3388 | 35.5
Menorca | 3389 | 37
Menorca | 3390 | 44
Menorca | 3391 | 55.3
Menorca | 3392 | 64
Menorca | 3393 | 68
Menorca | 3394 | 69.7
Menorca | 3395 | 68.7
Menorca | 3396 | 67.2
Menorca | 3397 | 64.7
Menorca | 3398 | 60.7
Menorca | 3399 | 58.8
Menorca | 3400 | 58.5
Menorca | 3401 | 60.5
Menorca | 3402 | 61.5
Menorca | 3403 | 62.8
Menorca | 3404 | 64.2
Menorca | 3405 | 65.7
Menorca | 3406 | 58.3
Menorca | 3407 | 49.8
Menorca | 3408 | 43.3
Menorca | 3409 | 38.8
Menorca | 3410 | 36.3
Menorca | 3411 | 36.2
Menorca | 3412 | 36
Menorca | 3413 | 37.5
Menorca | 3414 | 43.5
Menorca | 3415 | 55.7
Menorca | 3416 | 65.7
Menorca | 3417 | 68.3
Menorca | 3418 | 69.7
Menorca | 3419 | 68.8
Menorca | 3420 | 67.7
Menorca | 3421 | 65.3
Menorca | 3422 | 61.7
Menorca | 3423 | 59
Menorca | 3424 | 59.5
Menorca | 3425 | 61.8
Menorca | 3426 | 63.3
Menorca | 3427 | 64.5
Menorca | 3428 | 65.8
Menorca | 3429 | 66.5
Menorca | 3430 | 59
Menorca | 3431 | 51
Menorca | 3432 | 44.2
Menorca | 3433 | 39.8
Menorca | 3434 | 37.2
Menorca | 3435 | 36.5
Menorca | 3436 | 36.5
Menorca | 3437 | 37.8
Menorca | 3438 | 44.5
Menorca | 3439 | 56.3
Menorca | 3440 | 65.5
Menorca | 3441 | 69.3
Menorca | 3442 | 70.7
Menorca | 3443 | 70
Menorca | 3444 | 68.8
Menorca | 3445 | 67
Menorca | 3446 | 63.3
Menorca | 3447 | 61
Menorca | 3448 | 60.2
Menorca | 3449 | 61.5
Menorca | 3450 | 63.5
Menorca | 3451 | 65.2
Menorca | 3452 | 65.7
Menorca | 3453 | 64.2
Menorca | 3454 | 56.2
Menorca | 3455 | 49
Menorca | 3456 | 43.8
Menorca | 3457 | 39.2
Menorca | 3458 | 37
Menorca | 3459 | 35.8
Menorca | 3460 | 35.2
Menorca | 3461 | 36.2
Menorca | 3462 | 39.7
Menorca | 3463 | 46.7
Menorca | 3464 | 56.5
Menorca | 3465 | 64.8
Menorca | 3466 | 68.7
Menorca | 3467 | 68.2
Menorca | 3468 | 65.8
Menorca | 3469 | 63.7
Menorca | 3470 | 59.5
Menorca | 3471 | 56.7
Menorca | 3472 | 55
Menorca | 3473 | 55.5
Menorca | 3474 | 57.8
Menorca | 3475 | 60
Menorca | 3476 | 61.5
Menorca | 3477 | 63.5
Menorca | 3478 | 56.5
Menorca | 3479 | 49.7
Menorca | 3480 | 44.7
Menorca | 3481 | 39.5
Menorca | 3482 | 37
Menorca | 3483 | 35.7
Menorca | 3484 | 35.2
Menorca | 3485 | 35.8
Menorca | 3486 | 38.3
Menorca | 3487 | 43.5
Menorca | 3488 | 51.8
Menorca | 3489 | 60.3
Menorca | 3490 | 64.2
Menorca | 3491 | 62.7
Menorca | 3492 | 60.2
Menorca | 3493 | 58.5
Menorca | 3494 | 55.3
Menorca | 3495 | 52.2
Menorca | 3496 | 50.5
Menorca | 3497 | 51.3
Menorca | 3498 | 54.8
Menorca | 3499 | 57.8
Menorca | 3500 | 60
Menorca | 3501 | 60.8
Menorca | 3502 | 54.7
Menorca | 3503 | 48
Menorca | 3504 | 42.5
Menorca | 3505 | 38.2
Menorca | 3506 | 35.8
Menorca | 3507 | 35.2
Menorca | 3508 | 35.2
Menorca | 3509 | 37
Menorca | 3510 | 43.7
Menorca | 3511 | 55.2
Menorca | 3512 | 65
Menorca | 3513 | 69.8
Menorca | 3514 | 71.5
Menorca | 3515 | 69.7
Menorca | 3516 | 69
Menorca | 3517 | 66.2
Menorca | 3518 | 62.7
Menorca | 3519 | 60.3
Menorca | 3520 | 60.5
Menorca | 3521 | 62.8
Menorca | 3522 | 64.2
Menorca | 3523 | 65.5
Menorca | 3524 | 66.3
Menorca | 3525 | 67.2
Menorca | 3526 | 59.7
Menorca | 3527 | 50.5
Menorca | 3528 | 44.2
Menorca | 3529 | 39.8
Menorca | 3530 | 37.5
Menorca | 3531 | 36.8
Menorca | 3532 | 36.7
Menorca | 3533 | 38.5
Menorca | 3534 | 44.5
Menorca | 3535 | 56.8
Menorca | 3536 | 66.2
Menorca | 3537 | 70.8
Menorca | 3538 | 72.7
Menorca | 3539 | 72.3
Menorca | 3540 | 71
Menorca | 3541 | 68
Menorca | 3542 | 64.2
Menorca | 3543 | 61.8
Menorca | 3544 | 62.2
Menorca | 3545 | 64.2
Menorca | 3546 | 65
Menorca | 3547 | 65.7
Menorca | 3548 | 66.8
Menorca | 3549 | 66.8
Menorca | 3550 | 58.2
Menorca | 3551 | 49.5
Menorca | 3552 | 43.3
Menorca | 3553 | 39.5
Menorca | 3554 | 37.2
Menorca | 3555 | 36.2
Menorca | 3556 | 36
Menorca | 3557 | 37.7
Menorca | 3558 | 43.8
Menorca | 3559 | 57.2
Menorca | 3560 | 66.7
Menorca | 3561 | 72
Menorca | 3562 | 74.2
Menorca | 3563 | 72.5
Menorca | 3564 | 70.3
Menorca | 3565 | 67.7
Menorca | 3566 | 62.8
Menorca | 3567 | 60
Menorca | 3568 | 60.5
Menorca | 3569 | 62.7
Menorca | 3570 | 63.7
Menorca | 3571 | 65.5
Menorca | 3572 | 65.7
Menorca | 3573 | 66.7
Menorca | 3574 | 59.5
Menorca | 3575 | 50.8
Menorca | 3576 | 44.5
Menorca | 3577 | 39.5
Menorca | 3578 | 37.5
Menorca | 3579 | 36.5
Menorca | 3580 | 36.2
Menorca | 3581 | 38.3
Menorca | 3582 | 44.5
Menorca | 3583 | 56.5
Menorca | 3584 | 66.5
Menorca | 3585 | 70.8
Menorca | 3586 | 72.7
Menorca | 3587 | 70.8
Menorca | 3588 | 68.7
Menorca | 3589 | 66.7
Menorca | 3590 | 62.3
Menorca | 3591 | 60.2
Menorca | 3592 | 60.8
Menorca | 3593 | 62.7
Menorca | 3594 | 63.8
Menorca | 3595 | 66.2
Menorca | 3596 | 67.2
Menorca | 3597 | 67.8
Menorca | 3598 | 60.5
Menorca | 3599 | 51.2
Menorca | 3600 | 44.8
Menorca | 3601 | 40.3
Menorca | 3602 | 37.7
Menorca | 3603 | 36.7
Menorca | 3604 | 36
Menorca | 3605 | 38
Menorca | 3606 | 44.5
Menorca | 3607 | 56.3
Menorca | 3608 | 65.2
Menorca | 3609 | 71.8
Menorca | 3610 | 73.3
Menorca | 3611 | 71.7
Menorca | 3612 | 71.2
Menorca | 3613 | 67.3
Menorca | 3614 | 63.8
Menorca | 3615 | 61.3
Menorca | 3616 | 60.7
Menorca | 3617 | 62.2
Menorca | 3618 | 65.5
Menorca | 3619 | 66.7
Menorca | 3620 | 66.2
Menorca | 3621 | 66
Menorca | 3622 | 59.5
Menorca | 3623 | 52
Menorca | 3624 | 46.5
Menorca | 3625 | 41
Menorca | 3626 | 38.2
Menorca | 3627 | 36.8
Menorca | 3628 | 36.2
Menorca | 3629 | 36.8
Menorca | 3630 | 40.5
Menorca | 3631 | 48.3
Menorca | 3632 | 57.7
Menorca | 3633 | 66.7
Menorca | 3634 | 68.5
Menorca | 3635 | 68.2
Menorca | 3636 | 66
Menorca | 3637 | 64.2
Menorca | 3638 | 61.8
Menorca | 3639 | 56.7
Menorca | 3640 | 55.8
Menorca | 3641 | 57.7
Menorca | 3642 | 61.7
Menorca | 3643 | 63.3
Menorca | 3644 | 63.5
Menorca | 3645 | 64
Menorca | 3646 | 58.2
Menorca | 3647 | 51.8
Menorca | 3648 | 46.2
Menorca | 3649 | 41.3
Menorca | 3650 | 38.3
Menorca | 3651 | 36.7
Menorca | 3652 | 36.2
Menorca | 3653 | 36.8
Menorca | 3654 | 38.7
Menorca | 3655 | 44.3
Menorca | 3656 | 53.2
Menorca | 3657 | 62
Menorca | 3658 | 65.2
Menorca | 3659 | 63.3
Menorca | 3660 | 61.5
Menorca | 3661 | 59.8
Menorca | 3662 | 57.8
Menorca | 3663 | 53.8
Menorca | 3664 | 52.8
Menorca | 3665 | 54.7
Menorca | 3666 | 57.7
Menorca | 3667 | 62
Menorca | 3668 | 62.5
Menorca | 3669 | 63.2
Menorca | 3670 | 58.7
Menorca | 3671 | 50.8
Menorca | 3672 | 44
Menorca | 3673 | 39.3
Menorca | 3674 | 37.7
Menorca | 3675 | 36.5
Menorca | 3676 | 36
Menorca | 3677 | 37.7
Menorca | 3678 | 43.7
Menorca | 3679 | 56.5
Menorca | 3680 | 66.5
Menorca | 3681 | 72.2
Menorca | 3682 | 72.8
Menorca | 3683 | 73
Menorca | 3684 | 71.3
Menorca | 3685 | 69.5
Menorca | 3686 | 65.8
Menorca | 3687 | 64
Menorca | 3688 | 63.8
Menorca | 3689 | 65.8
Menorca | 3690 | 68.3
Menorca | 3691 | 69.8
Menorca | 3692 | 69
Menorca | 3693 | 69.7
Menorca | 3694 | 62.7
Menorca | 3695 | 53
Menorca | 3696 | 46.5
Menorca | 3697 | 42.3
Menorca | 3698 | 39.5
Menorca | 3699 | 38.5
Menorca | 3700 | 38
Menorca | 3701 | 39.8
Menorca | 3702 | 45.7
Menorca | 3703 | 58.3
Menorca | 3704 | 68.5
Menorca | 3705 | 73.2
Menorca | 3706 | 75.5
Menorca | 3707 | 74.7
Menorca | 3708 | 74.2
Menorca | 3709 | 71.7
Menorca | 3710 | 67.5
Menorca | 3711 | 65.8
Menorca | 3712 | 65.7
Menorca | 3713 | 64
Menorca | 3714 | 70.8
Menorca | 3715 | 72.2
Menorca | 3716 | 71.7
Menorca | 3717 | 71.3
Menorca | 3718 | 64.5
Menorca | 3719 | 55.7
Menorca | 3720 | 48.3
Menorca | 3721 | 43.7
Menorca | 3722 | 40.8
Menorca | 3723 | 40
Menorca | 3724 | 39.8
Menorca | 3725 | 41.3
Menorca | 3726 | 47.2
Menorca | 3727 | 59.5
Menorca | 3728 | 70.2
Menorca | 3729 | 75.7
Menorca | 3730 | 77.2
Menorca | 3731 | 75.5
Menorca | 3732 | 74.7
Menorca | 3733 | 72
Menorca | 3734 | 68.5
Menorca | 3735 | 66.7
Menorca | 3736 | 67.3
Menorca | 3737 | 69.3
Menorca | 3738 | 71
Menorca | 3739 | 72.5
Menorca | 3740 | 71.8
Menorca | 3741 | 71
Menorca | 3742 | 65
Menorca | 3743 | 55
Menorca | 3744 | 48.5
Menorca | 3745 | 43.5
Menorca | 3746 | 41
Menorca | 3747 | 39.5
Menorca | 3748 | 39
Menorca | 3749 | 41.3
Menorca | 3750 | 47.3
Menorca | 3751 | 57.8
Menorca | 3752 | 67.7
Menorca | 3753 | 73.5
Menorca | 3754 | 76
Menorca | 3755 | 73.5
Menorca | 3756 | 73.8
Menorca | 3757 | 71.7
Menorca | 3758 | 67.5
Menorca | 3759 | 64.5
Menorca | 3760 | 64.7
Menorca | 3761 | 67.7
Menorca | 3762 | 70.3
Menorca | 3763 | 71.3
Menorca | 3764 | 71
Menorca | 3765 | 72
Menorca | 3766 | 66.5
Menorca | 3767 | 56.2
Menorca | 3768 | 48.2
Menorca | 3769 | 44.3
Menorca | 3770 | 41.7
Menorca | 3771 | 40.3
Menorca | 3772 | 40.2
Menorca | 3773 | 41.7
Menorca | 3774 | 48.2
Menorca | 3775 | 60
Menorca | 3776 | 70
Menorca | 3777 | 75.8
Menorca | 3778 | 78.5
Menorca | 3779 | 76.2
Menorca | 3780 | 75
Menorca | 3781 | 73.7
Menorca | 3782 | 69
Menorca | 3783 | 66.5
Menorca | 3784 | 66.3
Menorca | 3785 | 69.2
Menorca | 3786 | 72.2
Menorca | 3787 | 73.7
Menorca | 3788 | 72.7
Menorca | 3789 | 71.5
Menorca | 3790 | 65.8
Menorca | 3791 | 57.7
Menorca | 3792 | 50.3
Menorca | 3793 | 45.2
Menorca | 3794 | 42.3
Menorca | 3795 | 40.7
Menorca | 3796 | 40
Menorca | 3797 | 41.2
Menorca | 3798 | 44.3
Menorca | 3799 | 51.8
Menorca | 3800 | 60.3
Menorca | 3801 | 68.8
Menorca | 3802 | 73.2
Menorca | 3803 | 72
Menorca | 3804 | 69.5
Menorca | 3805 | 68.2
Menorca | 3806 | 63.8
Menorca | 3807 | 60.2
Menorca | 3808 | 58.7
Menorca | 3809 | 59.5
Menorca | 3810 | 63.5
Menorca | 3811 | 66.5
Menorca | 3812 | 66.8
Menorca | 3813 | 67.5
Menorca | 3814 | 61.8
Menorca | 3815 | 55
Menorca | 3816 | 48.5
Menorca | 3817 | 43.5
Menorca | 3818 | 40.3
Menorca | 3819 | 38.8
Menorca | 3820 | 38
Menorca | 3821 | 39.2
Menorca | 3822 | 41.2
Menorca | 3823 | 47
Menorca | 3824 | 56.3
Menorca | 3825 | 65.7
Menorca | 3826 | 69.5
Menorca | 3827 | 68
Menorca | 3828 | 66
Menorca | 3829 | 65.2
Menorca | 3830 | 62.7
Menorca | 3831 | 59.8
Menorca | 3832 | 58.3
Menorca | 3833 | 60.2
Menorca | 3834 | 64
Menorca | 3835 | 67.5
Menorca | 3836 | 69
Menorca | 3837 | 69.7
Menorca | 3838 | 62.5
Menorca | 3839 | 54
Menorca | 3840 | 47.5
Menorca | 3841 | 42.7
Menorca | 3842 | 40
Menorca | 3843 | 39
Menorca | 3844 | 38.8
Menorca | 3845 | 40.2
Menorca | 3846 | 45.8
Menorca | 3847 | 57.7
Menorca | 3848 | 68
Menorca | 3849 | 75.8
Menorca | 3850 | 77
Menorca | 3851 | 75
Menorca | 3852 | 73.5
Menorca | 3853 | 71.7
Menorca | 3854 | 67.2
Menorca | 3855 | 64.5
Menorca | 3856 | 64
Menorca | 3857 | 66
Menorca | 3858 | 68.5
Menorca | 3859 | 71.2
Menorca | 3860 | 72.2
Menorca | 3861 | 71.7
Menorca | 3862 | 64.7
Menorca | 3863 | 55.3
Menorca | 3864 | 48.5
Menorca | 3865 | 43.5
Menorca | 3866 | 40.3
Menorca | 3867 | 39.5
Menorca | 3868 | 39.3
Menorca | 3869 | 40.7
Menorca | 3870 | 46.3
Menorca | 3871 | 59.5
Menorca | 3872 | 69.8
Menorca | 3873 | 75.8
Menorca | 3874 | 77.5
Menorca | 3875 | 76
Menorca | 3876 | 74.8
Menorca | 3877 | 72
Menorca | 3878 | 68.3
Menorca | 3879 | 66.3
Menorca | 3880 | 66.5
Menorca | 3881 | 69.7
Menorca | 3882 | 72.3
Menorca | 3883 | 74.3
Menorca | 3884 | 73.8
Menorca | 3885 | 73
Menorca | 3886 | 64.8
Menorca | 3887 | 54.8
Menorca | 3888 | 48
Menorca | 3889 | 42.3
Menorca | 3890 | 40.2
Menorca | 3891 | 39.2
Menorca | 3892 | 38.8
Menorca | 3893 | 40.8
Menorca | 3894 | 47.2
Menorca | 3895 | 59.3
Menorca | 3896 | 69.2
Menorca | 3897 | 75.8
Menorca | 3898 | 77
Menorca | 3899 | 75.7
Menorca | 3900 | 74.3
Menorca | 3901 | 71.3
Menorca | 3902 | 67.2
Menorca | 3903 | 65
Menorca | 3904 | 65.5
Menorca | 3905 | 67.7
Menorca | 3906 | 69.2
Menorca | 3907 | 71.3
Menorca | 3908 | 72
Menorca | 3909 | 71.2
Menorca | 3910 | 64.7
Menorca | 3911 | 56.2
Menorca | 3912 | 48.2
Menorca | 3913 | 42.7
Menorca | 3914 | 40.2
Menorca | 3915 | 39.2
Menorca | 3916 | 38.8
Menorca | 3917 | 40.3
Menorca | 3918 | 47
Menorca | 3919 | 59.5
Menorca | 3920 | 69.7
Menorca | 3921 | 75.7
Menorca | 3922 | 78.2
Menorca | 3923 | 77.3
Menorca | 3924 | 75.2
Menorca | 3925 | 73.8
Menorca | 3926 | 69.7
Menorca | 3927 | 67.2
Menorca | 3928 | 66.5
Menorca | 3929 | 69.5
Menorca | 3930 | 73.2
Menorca | 3931 | 74.7
Menorca | 3932 | 73.5
Menorca | 3933 | 74
Menorca | 3934 | 65.8
Menorca | 3935 | 57
Menorca | 3936 | 50.3
Menorca | 3937 | 44.7
Menorca | 3938 | 42.5
Menorca | 3939 | 41
Menorca | 3940 | 41
Menorca | 3941 | 42.3
Menorca | 3942 | 49.2
Menorca | 3943 | 62.8
Menorca | 3944 | 73
Menorca | 3945 | 79.2
Menorca | 3946 | 82.3
Menorca | 3947 | 81.3
Menorca | 3948 | 79.5
Menorca | 3949 | 77.2
Menorca | 3950 | 72.7
Menorca | 3951 | 69.7
Menorca | 3952 | 69
Menorca | 3953 | 70.8
Menorca | 3954 | 73.2
Menorca | 3955 | 74.5
Menorca | 3956 | 73
Menorca | 3957 | 72.7
Menorca | 3958 | 66.8
Menorca | 3959 | 59.8
Menorca | 3960 | 52
Menorca | 3961 | 46.5
Menorca | 3962 | 42.8
Menorca | 3963 | 41.7
Menorca | 3964 | 40.8
Menorca | 3965 | 41.8
Menorca | 3966 | 45.2
Menorca | 3967 | 53
Menorca | 3968 | 63.5
Menorca | 3969 | 73
Menorca | 3970 | 75.8
Menorca | 3971 | 74.2
Menorca | 3972 | 72.2
Menorca | 3973 | 70.7
Menorca | 3974 | 67.3
Menorca | 3975 | 64
Menorca | 3976 | 62.5
Menorca | 3977 | 64.3
Menorca | 3978 | 69.7
Menorca | 3979 | 73
Menorca | 3980 | 71.8
Menorca | 3981 | 70.5
Menorca | 3982 | 65
Menorca | 3983 | 57.7
Menorca | 3984 | 50.7
Menorca | 3985 | 45.8
Menorca | 3986 | 42.2
Menorca | 3987 | 40.5
Menorca | 3988 | 40
Menorca | 3989 | 40.5
Menorca | 3990 | 42.8
Menorca | 3991 | 48.8
Menorca | 3992 | 58.3
Menorca | 3993 | 66
Menorca | 3994 | 68.5
Menorca | 3995 | 67
Menorca | 3996 | 65
Menorca | 3997 | 64.5
Menorca | 3998 | 62.2
Menorca | 3999 | 59
Menorca | 4000 | 57.2
Menorca | 4001 | 59.8
Menorca | 4002 | 64.3
Menorca | 4003 | 68.2
Menorca | 4004 | 68
Menorca | 4005 | 68
Menorca | 4006 | 63.3
Menorca | 4007 | 55.7
Menorca | 4008 | 48
Menorca | 4009 | 43.7
Menorca | 4010 | 41.2
Menorca | 4011 | 40.2
Menorca | 4012 | 40
Menorca | 4013 | 41.3
Menorca | 4014 | 47.3
Menorca | 4015 | 60
Menorca | 4016 | 71.5
Menorca | 4017 | 77.3
Menorca | 4018 | 79.5
Menorca | 4019 | 78.8
Menorca | 4020 | 77.5
Menorca | 4021 | 76
Menorca | 4022 | 71.3
Menorca | 4023 | 69.7
Menorca | 4024 | 70.7
Menorca | 4025 | 73.5
Menorca | 4026 | 75.3
Menorca | 4027 | 77.2
Menorca | 4028 | 76.3
Menorca | 4029 | 76.5
Menorca | 4030 | 70.3
Menorca | 4031 | 60.2
Menorca | 4032 | 51.5
Menorca | 4033 | 46.8
Menorca | 4034 | 43.7
Menorca | 4035 | 42.2
Menorca | 4036 | 42
Menorca | 4037 | 43.2
Menorca | 4038 | 49
Menorca | 4039 | 62.3
Menorca | 4040 | 73.2
Menorca | 4041 | 79.5
Menorca | 4042 | 82
Menorca | 4043 | 80.3
Menorca | 4044 | 78.5
Menorca | 4045 | 76.8
Menorca | 4046 | 73
Menorca | 4047 | 70.7
Menorca | 4048 | 71.3
Menorca | 4049 | 73.2
Menorca | 4050 | 76.7
Menorca | 4051 | 78.3
Menorca | 4052 | 77.5
Menorca | 4053 | 76.2
Menorca | 4054 | 70.8
Menorca | 4055 | 60.5
Menorca | 4056 | 52.2
Menorca | 4057 | 47
Menorca | 4058 | 43.5
Menorca | 4059 | 41.7
Menorca | 4060 | 41.8
Menorca | 4061 | 43
Menorca | 4062 | 49
Menorca | 4063 | 62.3
Menorca | 4064 | 73.2
Menorca | 4065 | 79.2
Menorca | 4066 | 82.5
Menorca | 4067 | 81.7
Menorca | 4068 | 80.8
Menorca | 4069 | 79
Menorca | 4070 | 74.8
Menorca | 4071 | 72.5
Menorca | 4072 | 72.2
Menorca | 4073 | 75.3
Menorca | 4074 | 78.3
Menorca | 4075 | 79.2
Menorca | 4076 | 77.7
Menorca | 4077 | 77.7
Menorca | 4078 | 72.2
Menorca | 4079 | 62.3
Menorca | 4080 | 53.8
Menorca | 4081 | 47.7
Menorca | 4082 | 45.2
Menorca | 4083 | 43.2
Menorca | 4084 | 43
Menorca | 4085 | 45.3
Menorca | 4086 | 50
Menorca | 4087 | 63.5
Menorca | 4088 | 75.2
Menorca | 4089 | 81.2
Menorca | 4090 | 84.5
Menorca | 4091 | 83.7
Menorca | 4092 | 82.3
Menorca | 4093 | 79.5
Menorca | 4094 | 76.2
Menorca | 4095 | 75
Menorca | 4096 | 74.3
Menorca | 4097 | 78
Menorca | 4098 | 80.5
Menorca | 4099 | 81.7
Menorca | 4100 | 80.2
Menorca | 4101 | 79.3
Menorca | 4102 | 72.7
Menorca | 4103 | 63.2
Menorca | 4104 | 55.2
Menorca | 4105 | 49.2
Menorca | 4106 | 46.2
Menorca | 4107 | 44.2
Menorca | 4108 | 44
Menorca | 4109 | 45
Menorca | 4110 | 51.3
Menorca | 4111 | 64
Menorca | 4112 | 76
Menorca | 4113 | 82.5
Menorca | 4114 | 84.7
Menorca | 4115 | 83.7
Menorca | 4116 | 83.7
Menorca | 4117 | 80.8
Menorca | 4118 | 76.5
Menorca | 4119 | 74.2
Menorca | 4120 | 73.7
Menorca | 4121 | 76.5
Menorca | 4122 | 79.7
Menorca | 4123 | 80.7
Menorca | 4124 | 79
Menorca | 4125 | 77
Menorca | 4126 | 71.3
Menorca | 4127 | 63.2
Menorca | 4128 | 55.3
Menorca | 4129 | 48.8
Menorca | 4130 | 45.5
Menorca | 4131 | 44.2
Menorca | 4132 | 43.5
Menorca | 4133 | 44.2
Menorca | 4134 | 47.2
Menorca | 4135 | 55.3
Menorca | 4136 | 66
Menorca | 4137 | 75.2
Menorca | 4138 | 78.2
Menorca | 4139 | 77.2
Menorca | 4140 | 74.5
Menorca | 4141 | 73.3
Menorca | 4142 | 70.5
Menorca | 4143 | 68
Menorca | 4144 | 65.8
Menorca | 4145 | 68.8
Menorca | 4146 | 73
Menorca | 4147 | 77.3
Menorca | 4148 | 76.2
Menorca | 4149 | 75.7
Menorca | 4150 | 70.3
Menorca | 4151 | 61.8
Menorca | 4152 | 54.5
Menorca | 4153 | 49
Menorca | 4154 | 45.2
Menorca | 4155 | 42.7
Menorca | 4156 | 42
Menorca | 4157 | 43.5
Menorca | 4158 | 45
Menorca | 4159 | 52
Menorca | 4160 | 61.8
Menorca | 4161 | 70.3
Menorca | 4162 | 75
Menorca | 4163 | 74.2
Menorca | 4164 | 71.8
Menorca | 4165 | 71.3
Menorca | 4166 | 69.8
Menorca | 4167 | 66.7
Menorca | 4168 | 64.8
Menorca | 4169 | 66.2
Menorca | 4170 | 69.3
Menorca | 4171 | 71
Menorca | 4172 | 71
Menorca | 4173 | 70.7
Menorca | 4174 | 67.5
Menorca | 4175 | 59.5
Menorca | 4176 | 52.5
Menorca | 4177 | 48.2
Menorca | 4178 | 45
Menorca | 4179 | 42.8
Menorca | 4180 | 42.5
Menorca | 4181 | 44
Menorca | 4182 | 48
Menorca | 4183 | 57
Menorca | 4184 | 67.8
Menorca | 4185 | 76.7
Menorca | 4186 | 80
Menorca | 4187 | 79.8
Menorca | 4188 | 78.7
Menorca | 4189 | 78.3
Menorca | 4190 | 77
Menorca | 4191 | 74.5
Menorca | 4192 | 74.5
Menorca | 4193 | 77.5
Menorca | 4194 | 80.8
Menorca | 4195 | 81
Menorca | 4196 | 79.3
Menorca | 4197 | 77.2
Menorca | 4198 | 72.5
Menorca | 4199 | 64
Menorca | 4200 | 56.8
Menorca | 4201 | 51.7
Menorca | 4202 | 48.7
Menorca | 4203 | 46.2
Menorca | 4204 | 45.7
Menorca | 4205 | 46.3
Menorca | 4206 | 50.3
Menorca | 4207 | 61.7
Menorca | 4208 | 73.7
Menorca | 4209 | 81.7
Menorca | 4210 | 85
Menorca | 4211 | 85
Menorca | 4212 | 84.5
Menorca | 4213 | 84
Menorca | 4214 | 80.5
Menorca | 4215 | 77.8
Menorca | 4216 | 78.5
Menorca | 4217 | 80.7
Menorca | 4218 | 83.8
Menorca | 4219 | 85.3
Menorca | 4220 | 83.7
Menorca | 4221 | 82.7
Menorca | 4222 | 77.7
Menorca | 4223 | 67.7
Menorca | 4224 | 58.5
Menorca | 4225 | 52.2
Menorca | 4226 | 48.7
Menorca | 4227 | 46.3
Menorca | 4228 | 46
Menorca | 4229 | 46.7
Menorca | 4230 | 52.5
Menorca | 4231 | 65
Menorca | 4232 | 78.7
Menorca | 4233 | 87.5
Menorca | 4234 | 91.5
Menorca | 4235 | 90.7
Menorca | 4236 | 91
Menorca | 4237 | 88.7
Menorca | 4238 | 85.3
Menorca | 4239 | 82.8
Menorca | 4240 | 82.3
Menorca | 4241 | 85.7
Menorca | 4242 | 88.2
Menorca | 4243 | 90.2
Menorca | 4244 | 88.5
Menorca | 4245 | 86.8
Menorca | 4246 | 80.7
Menorca | 4247 | 70.7
Menorca | 4248 | 61.5
Menorca | 4249 | 55.2
Menorca | 4250 | 50.5
Menorca | 4251 | 49
Menorca | 4252 | 47.5
Menorca | 4253 | 48.7
Menorca | 4254 | 53.8
Menorca | 4255 | 66.7
Menorca | 4256 | 79.5
Menorca | 4257 | 88.3
Menorca | 4258 | 93.2
Menorca | 4259 | 93
Menorca | 4260 | 93.2
Menorca | 4261 | 92
Menorca | 4262 | 88.7
Menorca | 4263 | 86.7
Menorca | 4264 | 86.7
Menorca | 4265 | 89.3
Menorca | 4266 | 91.7
Menorca | 4267 | 93.8
Menorca | 4268 | 92.8
Menorca | 4269 | 91.2
Menorca | 4270 | 85.7
Menorca | 4271 | 75.3
Menorca | 4272 | 65.7
Menorca | 4273 | 58.2
Menorca | 4274 | 53.3
Menorca | 4275 | 51
Menorca | 4276 | 50.5
Menorca | 4277 | 50.8
Menorca | 4278 | 55.8
Menorca | 4279 | 68.3
Menorca | 4280 | 80.5
Menorca | 4281 | 91.2
Menorca | 4282 | 95.2
Menorca | 4283 | 95.5
Menorca | 4284 | 95.5
Menorca | 4285 | 94.5
Menorca | 4286 | 91.3
Menorca | 4287 | 87.8
Menorca | 4288 | 87.7
Menorca | 4289 | 90.5
Menorca | 4290 | 93.3
Menorca | 4291 | 95.5
Menorca | 4292 | 93.2
Menorca | 4293 | 91.3
Menorca | 4294 | 85.2
Menorca | 4295 | 76.5
Menorca | 4296 | 66.8
Menorca | 4297 | 58.7
Menorca | 4298 | 54.2
Menorca | 4299 | 52.2
Menorca | 4300 | 50.3
Menorca | 4301 | 50.8
Menorca | 4302 | 53.7
Menorca | 4303 | 62.7
Menorca | 4304 | 74.7
Menorca | 4305 | 86.2
Menorca | 4306 | 92.2
Menorca | 4307 | 91
Menorca | 4308 | 90.3
Menorca | 4309 | 89.7
Menorca | 4310 | 88
Menorca | 4311 | 84.8
Menorca | 4312 | 84.3
Menorca | 4313 | 86
Menorca | 4314 | 89.8
Menorca | 4315 | 92.8
Menorca | 4316 | 92
Menorca | 4317 | 89.7
Menorca | 4318 | 85.7
Menorca | 4319 | 77.3
Menorca | 4320 | 68.7
Menorca | 4321 | 60.5
Menorca | 4322 | 55.7
Menorca | 4323 | 52.7
Menorca | 4324 | 51
Menorca | 4325 | 51.2
Menorca | 4326 | 52.3
Menorca | 4327 | 58.7
Menorca | 4328 | 68.8
Menorca | 4329 | 79.2
Menorca | 4330 | 83.5
Menorca | 4331 | 83.2
Menorca | 4332 | 81.8
Menorca | 4333 | 82.5
Menorca | 4334 | 80.3
Menorca | 4335 | 79
Menorca | 4336 | 78.2
Menorca | 4337 | 79.5
Menorca | 4338 | 84.2
Menorca | 4339 | 88.2
Menorca | 4340 | 89.5
Menorca | 4341 | 89.8
Menorca | 4342 | 86.5
Menorca | 4343 | 76.8
Menorca | 4344 | 66.7
Menorca | 4345 | 60
Menorca | 4346 | 54.8
Menorca | 4347 | 53.3
Menorca | 4348 | 51.5
Menorca | 4349 | 52.8
Menorca | 4350 | 57.8
Menorca | 4351 | 71.2
Menorca | 4352 | 86
Menorca | 4353 | 95.3
Menorca | 4354 | 98.7
Menorca | 4355 | 99.2
Menorca | 4356 | 98.8
Menorca | 4357 | 97.7
Menorca | 4358 | 94.7
Menorca | 4359 | 93.2
Menorca | 4360 | 91.7
Menorca | 4361 | 94.3
Menorca | 4362 | 96.7
Menorca | 4363 | 96
Menorca | 4364 | 94.8
Menorca | 4365 | 95
Menorca | 4366 | 90.7
Menorca | 4367 | 80.5
Menorca | 4368 | 69.2
Menorca | 4369 | 61.7
Menorca | 4370 | 57.3
Menorca | 4371 | 54.5
Menorca | 4372 | 53.8
Menorca | 4373 | 54.2
Menorca | 4374 | 59.8
Menorca | 4375 | 73.2
Menorca | 4376 | 86.7
Menorca | 4377 | 96.2
Menorca | 4378 | 100.3
Menorca | 4379 | 99.7
Menorca | 4380 | 99.5
Menorca | 4381 | 98.3
Menorca | 4382 | 94.5
Menorca | 4383 | 91.8
Menorca | 4384 | 91.2
Menorca | 4385 | 94
Menorca | 4386 | 96.7
Menorca | 4387 | 98.2
Menorca | 4388 | 96.8
Menorca | 4389 | 96.5
Menorca | 4390 | 91.5
Menorca | 4391 | 81
Menorca | 4392 | 69.8
Menorca | 4393 | 62
Menorca | 4394 | 58
Menorca | 4395 | 55.2
Menorca | 4396 | 53.8
Menorca | 4397 | 55.2
Menorca | 4398 | 59
Menorca | 4399 | 72.3
Menorca | 4400 | 86
Menorca | 4401 | 95.2
Menorca | 4402 | 100.7
Menorca | 4403 | 100.8
Menorca | 4404 | 100.8
Menorca | 4405 | 99.8
Menorca | 4406 | 96
Menorca | 4407 | 93.2
Menorca | 4408 | 92.8
Menorca | 4409 | 95.7
Menorca | 4410 | 97.5
Menorca | 4411 | 98.8
Menorca | 4412 | 97.5
Menorca | 4413 | 96.7
Menorca | 4414 | 92
Menorca | 4415 | 81.3
Menorca | 4416 | 70.8
Menorca | 4417 | 63
Menorca | 4418 | 58.5
Menorca | 4419 | 55.7
Menorca | 4420 | 55
Menorca | 4421 | 55.2
Menorca | 4422 | 60.2
Menorca | 4423 | 72.7
Menorca | 4424 | 87.3
Menorca | 4425 | 96.7
Menorca | 4426 | 101.7
Menorca | 4427 | 101.8
Menorca | 4428 | 101.7
Menorca | 4429 | 101.2
Menorca | 4430 | 98.3
Menorca | 4431 | 95.7
Menorca | 4432 | 95.5
Menorca | 4433 | 98.3
Menorca | 4434 | 100.8
Menorca | 4435 | 102.2
Menorca | 4436 | 99.8
Menorca | 4437 | 98.8
Menorca | 4438 | 93.5
Menorca | 4439 | 82.8
Menorca | 4440 | 71.7
Menorca | 4441 | 63.5
Menorca | 4442 | 59.2
Menorca | 4443 | 56.3
Menorca | 4444 | 55.5
Menorca | 4445 | 56.3
Menorca | 4446 | 61.2
Menorca | 4447 | 73.7
Menorca | 4448 | 89
Menorca | 4449 | 98.7
Menorca | 4450 | 104
Menorca | 4451 | 103.7
Menorca | 4452 | 104
Menorca | 4453 | 102.5
Menorca | 4454 | 100.2
Menorca | 4455 | 96.2
Menorca | 4456 | 95.5
Menorca | 4457 | 97.7
Menorca | 4458 | 100.3
Menorca | 4459 | 101.2
Menorca | 4460 | 99.5
Menorca | 4461 | 98.2
Menorca | 4462 | 92.8
Menorca | 4463 | 83.5
Menorca | 4464 | 74.3
Menorca | 4465 | 66.8
Menorca | 4466 | 61.2
Menorca | 4467 | 58.7
Menorca | 4468 | 57.3
Menorca | 4469 | 57
Menorca | 4470 | 59.2
Menorca | 4471 | 67
Menorca | 4472 | 79.7
Menorca | 4473 | 89
Menorca | 4474 | 95.3
Menorca | 4475 | 96.2
Menorca | 4476 | 95.5
Menorca | 4477 | 94.7
Menorca | 4478 | 92.8
Menorca | 4479 | 90.8
Menorca | 4480 | 89.3
Menorca | 4481 | 90.5
Menorca | 4482 | 94.3
Menorca | 4483 | 97.5
Menorca | 4484 | 97.2
Menorca | 4485 | 96.5
Menorca | 4486 | 90.7
Menorca | 4487 | 83
Menorca | 4488 | 74.3
Menorca | 4489 | 66.8
Menorca | 4490 | 61.5
Menorca | 4491 | 59.2
Menorca | 4492 | 58.3
Menorca | 4493 | 57.8
Menorca | 4494 | 58.8
Menorca | 4495 | 64.8
Menorca | 4496 | 75
Menorca | 4497 | 86.3
Menorca | 4498 | 91.8
Menorca | 4499 | 91.3
Menorca | 4500 | 90.2
Menorca | 4501 | 90.3
Menorca | 4502 | 89.2
Menorca | 4503 | 87
Menorca | 4504 | 86.5
Menorca | 4505 | 88.2
Menorca | 4506 | 92
Menorca | 4507 | 95.5
Menorca | 4508 | 96.2
Menorca | 4509 | 97.2
Menorca | 4510 | 93
Menorca | 4511 | 83
Menorca | 4512 | 72.8
Menorca | 4513 | 66.3
Menorca | 4514 | 61.8
Menorca | 4515 | 59.5
Menorca | 4516 | 59.3
Menorca | 4517 | 60.5
Menorca | 4518 | 66.2
Menorca | 4519 | 79
Menorca | 4520 | 92.3
Menorca | 4521 | 102
Menorca | 4522 | 109.2
Menorca | 4523 | 108.7
Menorca | 4524 | 108
Menorca | 4525 | 107
Menorca | 4526 | 103.8
Menorca | 4527 | 101.5
Menorca | 4528 | 101.8
Menorca | 4529 | 103
Menorca | 4530 | 104.8
Menorca | 4531 | 106
Menorca | 4532 | 104.8
Menorca | 4533 | 103.3
Menorca | 4534 | 94.3
Menorca | 4535 | 83.5
Menorca | 4536 | 72.8
Menorca | 4537 | 66.2
Menorca | 4538 | 62.2
Menorca | 4539 | 59.7
Menorca | 4540 | 58.7
Menorca | 4541 | 59.5
Menorca | 4542 | 65.2
Menorca | 4543 | 78.2
Menorca | 4544 | 93.2
Menorca | 4545 | 103.2
Menorca | 4546 | 106.8
Menorca | 4547 | 106.5
Menorca | 4548 | 105.3
Menorca | 4549 | 104.7
Menorca | 4550 | 101.5
Menorca | 4551 | 99.2
Menorca | 4552 | 98.7
Menorca | 4553 | 101.3
Menorca | 4554 | 103.3
Menorca | 4555 | 105
Menorca | 4556 | 101.5
Menorca | 4557 | 99.7
Menorca | 4558 | 92.2
Menorca | 4559 | 81.3
Menorca | 4560 | 70.7
Menorca | 4561 | 63.7
Menorca | 4562 | 59.3
Menorca | 4563 | 57.2
Menorca | 4564 | 56
Menorca | 4565 | 56.8
Menorca | 4566 | 61.7
Menorca | 4567 | 74.2
Menorca | 4568 | 87.5
Menorca | 4569 | 97.7
Menorca | 4570 | 101.8
Menorca | 4571 | 101.7
Menorca | 4572 | 100.3
Menorca | 4573 | 99.8
Menorca | 4574 | 97.3
Menorca | 4575 | 93.7
Menorca | 4576 | 93.5
Menorca | 4577 | 96
Menorca | 4578 | 99.2
Menorca | 4579 | 100.8
Menorca | 4580 | 98.5
Menorca | 4581 | 97
Menorca | 4582 | 91.8
Menorca | 4583 | 81.5
Menorca | 4584 | 70.8
Menorca | 4585 | 63
Menorca | 4586 | 58.5
Menorca | 4587 | 56.2
Menorca | 4588 | 54.8
Menorca | 4589 | 55.7
Menorca | 4590 | 60.8
Menorca | 4591 | 73.5
Menorca | 4592 | 88.5
Menorca | 4593 | 97.5
Menorca | 4594 | 102.7
Menorca | 4595 | 103
Menorca | 4596 | 103
Menorca | 4597 | 101.5
Menorca | 4598 | 97.7
Menorca | 4599 | 94.8
Menorca | 4600 | 94.3
Menorca | 4601 | 97.2
Menorca | 4602 | 99.5
Menorca | 4603 | 101.5
Menorca | 4604 | 98.7
Menorca | 4605 | 97.7
Menorca | 4606 | 92.3
Menorca | 4607 | 81.8
Menorca | 4608 | 71.7
Menorca | 4609 | 64.3
Menorca | 4610 | 59.8
Menorca | 4611 | 57.2
Menorca | 4612 | 56
Menorca | 4613 | 57.3
Menorca | 4614 | 62.3
Menorca | 4615 | 74.3
Menorca | 4616 | 89
Menorca | 4617 | 98.8
Menorca | 4618 | 104.2
Menorca | 4619 | 104.2
Menorca | 4620 | 103.2
Menorca | 4621 | 102
Menorca | 4622 | 99
Menorca | 4623 | 96
Menorca | 4624 | 94.7
Menorca | 4625 | 97.7
Menorca | 4626 | 100.7
Menorca | 4627 | 103.3
Menorca | 4628 | 100.7
Menorca | 4629 | 98.3
Menorca | 4630 | 92.7
Menorca | 4631 | 83.8
Menorca | 4632 | 74.3
Menorca | 4633 | 66.2
Menorca | 4634 | 61
Menorca | 4635 | 58.3
Menorca | 4636 | 56.8
Menorca | 4637 | 57.2
Menorca | 4638 | 60
Menorca | 4639 | 66.8
Menorca | 4640 | 79.2
Menorca | 4641 | 91
Menorca | 4642 | 95.7
Menorca | 4643 | 94.7
Menorca | 4644 | 93
Menorca | 4645 | 92.2
Menorca | 4646 | 89.5
Menorca | 4647 | 86.7
Menorca | 4648 | 85.5
Menorca | 4649 | 86.8
Menorca | 4650 | 91.7
Menorca | 4651 | 94.3
Menorca | 4652 | 94.3
Menorca | 4653 | 93.8
Menorca | 4654 | 88.7
Menorca | 4655 | 79.8
Menorca | 4656 | 70.5
Menorca | 4657 | 63.3
Menorca | 4658 | 58.7
Menorca | 4659 | 56
Menorca | 4660 | 55.2
Menorca | 4661 | 55.5
Menorca | 4662 | 57.2
Menorca | 4663 | 62.8
Menorca | 4664 | 72.2
Menorca | 4665 | 83
Menorca | 4666 | 88
Menorca | 4667 | 87.3
Menorca | 4668 | 85.7
Menorca | 4669 | 85.5
Menorca | 4670 | 83.7
Menorca | 4671 | 80.2
Menorca | 4672 | 79
Menorca | 4673 | 80.2
Menorca | 4674 | 83.7
Menorca | 4675 | 87.2
Menorca | 4676 | 88.3
Menorca | 4677 | 87.8
Menorca | 4678 | 83.2
Menorca | 4679 | 74.2
Menorca | 4680 | 65.3
Menorca | 4681 | 58.7
Menorca | 4682 | 54.8
Menorca | 4683 | 52.8
Menorca | 4684 | 52.3
Menorca | 4685 | 53.5
Menorca | 4686 | 59.2
Menorca | 4687 | 72.3
Menorca | 4688 | 86.3
Menorca | 4689 | 94.7
Menorca | 4690 | 98.3
Menorca | 4691 | 97.5
Menorca | 4692 | 96.5
Menorca | 4693 | 94.8
Menorca | 4694 | 90.7
Menorca | 4695 | 87
Menorca | 4696 | 86.2
Menorca | 4697 | 88.7
Menorca | 4698 | 91.5
Menorca | 4699 | 93.5
Menorca | 4700 | 92.2
Menorca | 4701 | 92.2
Menorca | 4702 | 85
Menorca | 4703 | 75
Menorca | 4704 | 65
Menorca | 4705 | 58.2
Menorca | 4706 | 54.5
Menorca | 4707 | 52.5
Menorca | 4708 | 51.8
Menorca | 4709 | 52.7
Menorca | 4710 | 59
Menorca | 4711 | 70
Menorca | 4712 | 83.5
Menorca | 4713 | 93.3
Menorca | 4714 | 98.2
Menorca | 4715 | 97
Menorca | 4716 | 96.3
Menorca | 4717 | 94.5
Menorca | 4718 | 90.8
Menorca | 4719 | 87.5
Menorca | 4720 | 87.2
Menorca | 4721 | 90.5
Menorca | 4722 | 93.3
Menorca | 4723 | 95.5
Menorca | 4724 | 94.3
Menorca | 4725 | 93.5
Menorca | 4726 | 87.5
Menorca | 4727 | 76.7
Menorca | 4728 | 66.5
Menorca | 4729 | 59.5
Menorca | 4730 | 55.2
Menorca | 4731 | 53.2
Menorca | 4732 | 52.2
Menorca | 4733 | 53
Menorca | 4734 | 58.3
Menorca | 4735 | 70
Menorca | 4736 | 83.8
Menorca | 4737 | 93.5
Menorca | 4738 | 98.2
Menorca | 4739 | 98
Menorca | 4740 | 97.3
Menorca | 4741 | 95.8
Menorca | 4742 | 92
Menorca | 4743 | 89.7
Menorca | 4744 | 89.3
Menorca | 4745 | 92.2
Menorca | 4746 | 95.3
Menorca | 4747 | 97.5
Menorca | 4748 | 95.7
Menorca | 4749 | 95
Menorca | 4750 | 87
Menorca | 4751 | 77
Menorca | 4752 | 67
Menorca | 4753 | 60.3
Menorca | 4754 | 55.8
Menorca | 4755 | 53.7
Menorca | 4756 | 53.2
Menorca | 4757 | 54.5
Menorca | 4758 | 60
Menorca | 4759 | 72.2
Menorca | 4760 | 86.3
Menorca | 4761 | 96.5
Menorca | 4762 | 101.5
Menorca | 4763 | 100.2
Menorca | 4764 | 100.2
Menorca | 4765 | 99.2
Menorca | 4766 | 95.5
Menorca | 4767 | 92.3
Menorca | 4768 | 91.8
Menorca | 4769 | 94.2
Menorca | 4770 | 97.3
Menorca | 4771 | 99.5
Menorca | 4772 | 98
Menorca | 4773 | 97.2
Menorca | 4774 | 90.7
Menorca | 4775 | 80.2
Menorca | 4776 | 69.5
Menorca | 4777 | 61.8
Menorca | 4778 | 56.8
Menorca | 4779 | 54
Menorca | 4780 | 53.3
Menorca | 4781 | 54
Menorca | 4782 | 60.5
Menorca | 4783 | 72.5
Menorca | 4784 | 85.2
Menorca | 4785 | 91.7
Menorca | 4786 | 101.7
Menorca | 4787 | 101.5
Menorca | 4788 | 101.3
Menorca | 4789 | 99.8
Menorca | 4790 | 95.5
Menorca | 4791 | 91.8
Menorca | 4792 | 91
Menorca | 4793 | 94.7
Menorca | 4794 | 96.8
Menorca | 4795 | 100
Menorca | 4796 | 98.2
Menorca | 4797 | 96.2
Menorca | 4798 | 90.2
Menorca | 4799 | 80.7
Menorca | 4800 | 71.2
Menorca | 4801 | 62.3
Menorca | 4802 | 58
Menorca | 4803 | 55.5
Menorca | 4804 | 54.5
Menorca | 4805 | 55.3
Menorca | 4806 | 58.3
Menorca | 4807 | 66
Menorca | 4808 | 77
Menorca | 4809 | 87
Menorca | 4810 | 94.8
Menorca | 4811 | 94.8
Menorca | 4812 | 93.7
Menorca | 4813 | 93
Menorca | 4814 | 91.2
Menorca | 4815 | 88.5
Menorca | 4816 | 87
Menorca | 4817 | 89.3
Menorca | 4818 | 93.2
Menorca | 4819 | 95.7
Menorca | 4820 | 92.5
Menorca | 4821 | 94.2
Menorca | 4822 | 88.3
Menorca | 4823 | 79.7
Menorca | 4824 | 70.2
Menorca | 4825 | 63.2
Menorca | 4826 | 58.3
Menorca | 4827 | 55.7
Menorca | 4828 | 54.2
Menorca | 4829 | 54.2
Menorca | 4830 | 56.5
Menorca | 4831 | 62.3
Menorca | 4832 | 72
Menorca | 4833 | 82.3
Menorca | 4834 | 87.7
Menorca | 4835 | 87.2
Menorca | 4836 | 86.3
Menorca | 4837 | 86.8
Menorca | 4838 | 86
Menorca | 4839 | 83.5
Menorca | 4840 | 82.3
Menorca | 4841 | 84.2
Menorca | 4842 | 87.8
Menorca | 4843 | 92.2
Menorca | 4844 | 93.5
Menorca | 4845 | 94.8
Menorca | 4846 | 90.8
Menorca | 4847 | 80.8
Menorca | 4848 | 70
Menorca | 4849 | 62.5
Menorca | 4850 | 58
Menorca | 4851 | 55.8
Menorca | 4852 | 54.7
Menorca | 4853 | 55.7
Menorca | 4854 | 61.7
Menorca | 4855 | 74
Menorca | 4856 | 87.5
Menorca | 4857 | 98.5
Menorca | 4858 | 104.2
Menorca | 4859 | 104
Menorca | 4860 | 104.3
Menorca | 4861 | 103.8
Menorca | 4862 | 100
Menorca | 4863 | 97.2
Menorca | 4864 | 96
Menorca | 4865 | 98.7
Menorca | 4866 | 101.2
Menorca | 4867 | 103.3
Menorca | 4868 | 101
Menorca | 4869 | 101.3
Menorca | 4870 | 95.7
Menorca | 4871 | 83.3
Menorca | 4872 | 72.5
Menorca | 4873 | 64.7
Menorca | 4874 | 59.5
Menorca | 4875 | 56.7
Menorca | 4876 | 55.5
Menorca | 4877 | 55.7
Menorca | 4878 | 61.3
Menorca | 4879 | 73
Menorca | 4880 | 87.5
Menorca | 4881 | 98
Menorca | 4882 | 104.5
Menorca | 4883 | 104
Menorca | 4884 | 104
Menorca | 4885 | 104.2
Menorca | 4886 | 101.3
Menorca | 4887 | 98.2
Menorca | 4888 | 97.7
Menorca | 4889 | 100.8
Menorca | 4890 | 103.5
Menorca | 4891 | 105.5
Menorca | 4892 | 103.5
Menorca | 4893 | 103.2
Menorca | 4894 | 97.5
Menorca | 4895 | 86.5
Menorca | 4896 | 75.3
Menorca | 4897 | 66.7
Menorca | 4898 | 62
Menorca | 4899 | 59.5
Menorca | 4900 | 57.8
Menorca | 4901 | 58.5
Menorca | 4902 | 64.5
Menorca | 4903 | 76.3
Menorca | 4904 | 91.2
Menorca | 4905 | 101.7
Menorca | 4906 | 107.7
Menorca | 4907 | 107.7
Menorca | 4908 | 107.5
Menorca | 4909 | 107.3
Menorca | 4910 | 104.5
Menorca | 4911 | 101.2
Menorca | 4912 | 100.3
Menorca | 4913 | 102.5
Menorca | 4914 | 105.5
Menorca | 4915 | 107.8
Menorca | 4916 | 105.5
Menorca | 4917 | 104
Menorca | 4918 | 98
Menorca | 4919 | 87.3
Menorca | 4920 | 76
Menorca | 4921 | 68
Menorca | 4922 | 63.3
Menorca | 4923 | 60.5
Menorca | 4924 | 59
Menorca | 4925 | 60
Menorca | 4926 | 65.2
Menorca | 4927 | 76.2
Menorca | 4928 | 90.2
Menorca | 4929 | 100.8
Menorca | 4930 | 107.3
Menorca | 4931 | 107.7
Menorca | 4932 | 107.7
Menorca | 4933 | 106.2
Menorca | 4934 | 103.5
Menorca | 4935 | 101.5
Menorca | 4936 | 101.2
Menorca | 4937 | 102.7
Menorca | 4938 | 106
Menorca | 4939 | 107.3
Menorca | 4940 | 105
Menorca | 4941 | 104.7
Menorca | 4942 | 99
Menorca | 4943 | 88.5
Menorca | 4944 | 76.7
Menorca | 4945 | 68.5
Menorca | 4946 | 63.7
Menorca | 4947 | 60.7
Menorca | 4948 | 59
Menorca | 4949 | 59.8
Menorca | 4950 | 65.2
Menorca | 4951 | 76.7
Menorca | 4952 | 90.8
Menorca | 4953 | 102.2
Menorca | 4954 | 108
Menorca | 4955 | 108.7
Menorca | 4956 | 108.5
Menorca | 4957 | 106.8
Menorca | 4958 | 104.2
Menorca | 4959 | 100.8
Menorca | 4960 | 99.7
Menorca | 4961 | 100.8
Menorca | 4962 | 104
Menorca | 4963 | 105.7
Menorca | 4964 | 103.7
Menorca | 4965 | 103.3
Menorca | 4966 | 96.8
Menorca | 4967 | 87.3
Menorca | 4968 | 76.8
Menorca | 4969 | 68.8
Menorca | 4970 | 63.5
Menorca | 4971 | 60.5
Menorca | 4972 | 59
Menorca | 4973 | 59.3
Menorca | 4974 | 62.2
Menorca | 4975 | 69.2
Menorca | 4976 | 80
Menorca | 4977 | 91
Menorca | 4978 | 97.7
Menorca | 4979 | 96.5
Menorca | 4980 | 96.3
Menorca | 4981 | 96.3
Menorca | 4982 | 94.5
Menorca | 4983 | 90.8
Menorca | 4984 | 88.5
Menorca | 4985 | 89.5
Menorca | 4986 | 94.7
Menorca | 4987 | 96.7
Menorca | 4988 | 94.5
Menorca | 4989 | 93.3
Menorca | 4990 | 87.2
Menorca | 4991 | 79.7
Menorca | 4992 | 71.3
Menorca | 4993 | 62.8
Menorca | 4994 | 57.8
Menorca | 4995 | 54.5
Menorca | 4996 | 52.3
Menorca | 4997 | 52.7
Menorca | 4998 | 54
Menorca | 4999 | 59
Menorca | 5000 | 68.2
Menorca | 5001 | 78.3
Menorca | 5002 | 83.2
Menorca | 5003 | 82.3
Menorca | 5004 | 81
Menorca | 5005 | 81.2
Menorca | 5006 | 78.8
Menorca | 5007 | 75.5
Menorca | 5008 | 73.5
Menorca | 5009 | 75.2
Menorca | 5010 | 78.8
Menorca | 5011 | 82.7
Menorca | 5012 | 83.3
Menorca | 5013 | 85.8
Menorca | 5014 | 79.8
Menorca | 5015 | 70.7
Menorca | 5016 | 61.5
Menorca | 5017 | 55.5
Menorca | 5018 | 51.2
Menorca | 5019 | 49.8
Menorca | 5020 | 49
Menorca | 5021 | 50.5
Menorca | 5022 | 56.3
Menorca | 5023 | 67.8
Menorca | 5024 | 82
Menorca | 5025 | 92.3
Menorca | 5026 | 97.8
Menorca | 5027 | 97.5
Menorca | 5028 | 97.3
Menorca | 5029 | 96.3
Menorca | 5030 | 92.7
Menorca | 5031 | 89.7
Menorca | 5032 | 89.5
Menorca | 5033 | 93
Menorca | 5034 | 96.7
Menorca | 5035 | 99.2
Menorca | 5036 | 98.7
Menorca | 5037 | 99.5
Menorca | 5038 | 90.8
Menorca | 5039 | 79.5
Menorca | 5040 | 68.8
Menorca | 5041 | 61.3
Menorca | 5042 | 56.5
Menorca | 5043 | 54.2
Menorca | 5044 | 53.2
Menorca | 5045 | 54.2
Menorca | 5046 | 59.7
Menorca | 5047 | 71.2
Menorca | 5048 | 85.3
Menorca | 5049 | 96.8
Menorca | 5050 | 102.7
Menorca | 5051 | 102
Menorca | 5052 | 100.8
Menorca | 5053 | 100.5
Menorca | 5054 | 96.2
Menorca | 5055 | 91.5
Menorca | 5056 | 90
Menorca | 5057 | 92.8
Menorca | 5058 | 96.3
Menorca | 5059 | 98.5
Menorca | 5060 | 96.5
Menorca | 5061 | 97.2
Menorca | 5062 | 89
Menorca | 5063 | 77.8
Menorca | 5064 | 67.5
Menorca | 5065 | 60
Menorca | 5066 | 56
Menorca | 5067 | 53.5
Menorca | 5068 | 53
Menorca | 5069 | 54
Menorca | 5070 | 59.5
Menorca | 5071 | 71.2
Menorca | 5072 | 83.5
Menorca | 5073 | 92.2
Menorca | 5074 | 97.3
Menorca | 5075 | 96.5
Menorca | 5076 | 95.8
Menorca | 5077 | 94.7
Menorca | 5078 | 89.5
Menorca | 5079 | 85.7
Menorca | 5080 | 85.7
Menorca | 5081 | 88.3
Menorca | 5082 | 91.7
Menorca | 5083 | 94.3
Menorca | 5084 | 93.7
Menorca | 5085 | 93.5
Menorca | 5086 | 85.3
Menorca | 5087 | 75
Menorca | 5088 | 65.7
Menorca | 5089 | 58.3
Menorca | 5090 | 54.7
Menorca | 5091 | 52.7
Menorca | 5092 | 51.7
Menorca | 5093 | 53.3
Menorca | 5094 | 58.8
Menorca | 5095 | 70.3
Menorca | 5096 | 83.5
Menorca | 5097 | 93.8
Menorca | 5098 | 100.8
Menorca | 5099 | 101.3
Menorca | 5100 | 102
Menorca | 5101 | 101
Menorca | 5102 | 97.8
Menorca | 5103 | 94.8
Menorca | 5104 | 95
Menorca | 5105 | 98.7
Menorca | 5106 | 102.8
Menorca | 5107 | 104.7
Menorca | 5108 | 104
Menorca | 5109 | 103.2
Menorca | 5110 | 93.8
Menorca | 5111 | 82.8
Menorca | 5112 | 72.5
Menorca | 5113 | 65.5
Menorca | 5114 | 60.7
Menorca | 5115 | 57.5
Menorca | 5116 | 57
Menorca | 5117 | 58
Menorca | 5118 | 63.8
Menorca | 5119 | 74.2
Menorca | 5120 | 86.2
Menorca | 5121 | 96
Menorca | 5122 | 101.2
Menorca | 5123 | 100.5
Menorca | 5124 | 100
Menorca | 5125 | 98
Menorca | 5126 | 94.7
Menorca | 5127 | 91.5
Menorca | 5128 | 89.8
Menorca | 5129 | 92
Menorca | 5130 | 96
Menorca | 5131 | 99
Menorca | 5132 | 98.2
Menorca | 5133 | 98.5
Menorca | 5134 | 90.3
Menorca | 5135 | 79.8
Menorca | 5136 | 70.5
Menorca | 5137 | 62.2
Menorca | 5138 | 57
Menorca | 5139 | 53.7
Menorca | 5140 | 52.7
Menorca | 5141 | 53.7
Menorca | 5142 | 57
Menorca | 5143 | 64
Menorca | 5144 | 77.2
Menorca | 5145 | 88.8
Menorca | 5146 | 94.7
Menorca | 5147 | 94.7
Menorca | 5148 | 93
Menorca | 5149 | 92.7
Menorca | 5150 | 91.2
Menorca | 5151 | 88.2
Menorca | 5152 | 87.7
Menorca | 5153 | 89.2
Menorca | 5154 | 93.3
Menorca | 5155 | 97
Menorca | 5156 | 97.2
Menorca | 5157 | 97.8
Menorca | 5158 | 89.8
Menorca | 5159 | 81.5
Menorca | 5160 | 72.2
Menorca | 5161 | 64.7
Menorca | 5162 | 59.2
Menorca | 5163 | 56.5
Menorca | 5164 | 55
Menorca | 5165 | 55
Menorca | 5166 | 57.7
Menorca | 5167 | 62.3
Menorca | 5168 | 72
Menorca | 5169 | 83
Menorca | 5170 | 89
Menorca | 5171 | 89.2
Menorca | 5172 | 87.8
Menorca | 5173 | 87.2
Menorca | 5174 | 85.5
Menorca | 5175 | 83.2
Menorca | 5176 | 82.3
Menorca | 5177 | 84.8
Menorca | 5178 | 89.3
Menorca | 5179 | 95.3
Menorca | 5180 | 97.7
Menorca | 5181 | 100.5
Menorca | 5182 | 94.3
Menorca | 5183 | 83.5
Menorca | 5184 | 72.2
Menorca | 5185 | 63.8
Menorca | 5186 | 58.8
Menorca | 5187 | 56
Menorca | 5188 | 55.3
Menorca | 5189 | 56.3
Menorca | 5190 | 62.8
Menorca | 5191 | 73.5
Menorca | 5192 | 88
Menorca | 5193 | 99.7
Menorca | 5194 | 105.8
Menorca | 5195 | 105.7
Menorca | 5196 | 106.5
Menorca | 5197 | 106.2
Menorca | 5198 | 102.8
Menorca | 5199 | 99
Menorca | 5200 | 98.2
Menorca | 5201 | 100.7
Menorca | 5202 | 104.2
Menorca | 5203 | 106.8
Menorca | 5204 | 105.8
Menorca | 5205 | 107.8
Menorca | 5206 | 100.8
Menorca | 5207 | 89.7
Menorca | 5208 | 77.8
Menorca | 5209 | 68.5
Menorca | 5210 | 63.7
Menorca | 5211 | 60.5
Menorca | 5212 | 59.2
Menorca | 5213 | 60
Menorca | 5214 | 65.5
Menorca | 5215 | 76.8
Menorca | 5216 | 91.7
Menorca | 5217 | 103.2
Menorca | 5218 | 109.8
Menorca | 5219 | 110.5
Menorca | 5220 | 110
Menorca | 5221 | 109.5
Menorca | 5222 | 107.3
Menorca | 5223 | 103.8
Menorca | 5224 | 103.3
Menorca | 5225 | 105.7
Menorca | 5226 | 109
Menorca | 5227 | 111.3
Menorca | 5228 | 110.8
Menorca | 5229 | 112
Menorca | 5230 | 103.5
Menorca | 5231 | 91.2
Menorca | 5232 | 78.8
Menorca | 5233 | 69.8
Menorca | 5234 | 64.7
Menorca | 5235 | 61.8
Menorca | 5236 | 61
Menorca | 5237 | 61.2
Menorca | 5238 | 67.5
Menorca | 5239 | 77.3
Menorca | 5240 | 91.7
Menorca | 5241 | 102.8
Menorca | 5242 | 110.3
Menorca | 5243 | 110.3
Menorca | 5244 | 110.8
Menorca | 5245 | 110.3
Menorca | 5246 | 106.7
Menorca | 5247 | 104.3
Menorca | 5248 | 103.3
Menorca | 5249 | 106
Menorca | 5250 | 109.5
Menorca | 5251 | 111.2
Menorca | 5252 | 111.2
Menorca | 5253 | 113
Menorca | 5254 | 104.3
Menorca | 5255 | 92.8
Menorca | 5256 | 80.3
Menorca | 5257 | 71.2
Menorca | 5258 | 65.7
Menorca | 5259 | 62.5
Menorca | 5260 | 61.2
Menorca | 5261 | 62
Menorca | 5262 | 67.7
Menorca | 5263 | 78.5
Menorca | 5264 | 93.5
Menorca | 5265 | 104.3
Menorca | 5266 | 111.2
Menorca | 5267 | 111.5
Menorca | 5268 | 111
Menorca | 5269 | 111.3
Menorca | 5270 | 109.2
Menorca | 5271 | 106.3
Menorca | 5272 | 105.7
Menorca | 5273 | 108
Menorca | 5274 | 111.5
Menorca | 5275 | 114.8
Menorca | 5276 | 113.3
Menorca | 5277 | 114.8
Menorca | 5278 | 107.7
Menorca | 5279 | 95.8
Menorca | 5280 | 84.2
Menorca | 5281 | 74.3
Menorca | 5282 | 68.8
Menorca | 5283 | 65.2
Menorca | 5284 | 64.2
Menorca | 5285 | 64.3
Menorca | 5286 | 69.8
Menorca | 5287 | 80.7
Menorca | 5288 | 95.5
Menorca | 5289 | 107.2
Menorca | 5290 | 114
Menorca | 5291 | 114.5
Menorca | 5292 | 114
Menorca | 5293 | 113.7
Menorca | 5294 | 110.5
Menorca | 5295 | 108
Menorca | 5296 | 106.8
Menorca | 5297 | 109.3
Menorca | 5298 | 112.3
Menorca | 5299 | 115.2
Menorca | 5300 | 113.3
Menorca | 5301 | 113.7
Menorca | 5302 | 105.5
Menorca | 5303 | 95.5
Menorca | 5304 | 84.5
Menorca | 5305 | 75.8
Menorca | 5306 | 69.3
Menorca | 5307 | 66
Menorca | 5308 | 64.3
Menorca | 5309 | 64.5
Menorca | 5310 | 68
Menorca | 5311 | 75.2
Menorca | 5312 | 86.7
Menorca | 5313 | 99.2
Menorca | 5314 | 106.7
Menorca | 5315 | 106.5
Menorca | 5316 | 105.5
Menorca | 5317 | 105.5
Menorca | 5318 | 103.8
Menorca | 5319 | 102.2
Menorca | 5320 | 100.8
Menorca | 5321 | 101.8
Menorca | 5322 | 105.3
Menorca | 5323 | 109
Menorca | 5324 | 108.8
Menorca | 5325 | 110.5
Menorca | 5326 | 102.7
Menorca | 5327 | 93.2
Menorca | 5328 | 83.7
Menorca | 5329 | 74.8
Menorca | 5330 | 69
Menorca | 5331 | 64.8
Menorca | 5332 | 63.2
Menorca | 5333 | 63.2
Menorca | 5334 | 65.5
Menorca | 5335 | 71
Menorca | 5336 | 80.5
Menorca | 5337 | 91.3
Menorca | 5338 | 98.5
Menorca | 5339 | 98.5
Menorca | 5340 | 97.7
Menorca | 5341 | 97.2
Menorca | 5342 | 97.2
Menorca | 5343 | 96
Menorca | 5344 | 94
Menorca | 5345 | 95.7
Menorca | 5346 | 100.2
Menorca | 5347 | 105.2
Menorca | 5348 | 106.5
Menorca | 5349 | 110.3
Menorca | 5350 | 104
Menorca | 5351 | 93.8
Menorca | 5352 | 82.3
Menorca | 5353 | 74
Menorca | 5354 | 68.3
Menorca | 5355 | 64.7
Menorca | 5356 | 63.2
Menorca | 5357 | 64.3
Menorca | 5358 | 70
Menorca | 5359 | 78.8
Menorca | 5360 | 89.8
Menorca | 5361 | 100
Menorca | 5362 | 106.2
Menorca | 5363 | 105.8
Menorca | 5364 | 105
Menorca | 5365 | 102.7
Menorca | 5366 | 97.8
Menorca | 5367 | 93.8
Menorca | 5368 | 92.3
Menorca | 5369 | 94.2
Menorca | 5370 | 97
Menorca | 5371 | 98.5
Menorca | 5372 | 98.5
Menorca | 5373 | 100.2
Menorca | 5374 | 90.3
Menorca | 5375 | 79.7
Menorca | 5376 | 69.7
Menorca | 5377 | 61.8
Menorca | 5378 | 56.8
Menorca | 5379 | 54.5
Menorca | 5380 | 53.3
Menorca | 5381 | 54
Menorca | 5382 | 59.5
Menorca | 5383 | 69
Menorca | 5384 | 81
Menorca | 5385 | 90.3
Menorca | 5386 | 95.7
Menorca | 5387 | 94.8
Menorca | 5388 | 93.5
Menorca | 5389 | 91.8
Menorca | 5390 | 87
Menorca | 5391 | 83.3
Menorca | 5392 | 82.5
Menorca | 5393 | 85.5
Menorca | 5394 | 90
Menorca | 5395 | 94
Menorca | 5396 | 95
Menorca | 5397 | 97.3
Menorca | 5398 | 87.5
Menorca | 5399 | 76.3
Menorca | 5400 | 65.8
Menorca | 5401 | 58.5
Menorca | 5402 | 54.3
Menorca | 5403 | 51.5
Menorca | 5404 | 50.5
Menorca | 5405 | 51.8
Menorca | 5406 | 57.2
Menorca | 5407 | 66.8
Menorca | 5408 | 79.5
Menorca | 5409 | 91.2
Menorca | 5410 | 96.3
Menorca | 5411 | 98
Menorca | 5412 | 97.2
Menorca | 5413 | 95.8
Menorca | 5414 | 93
Menorca | 5415 | 89.5
Menorca | 5416 | 87.5
Menorca | 5417 | 91
Menorca | 5418 | 95.7
Menorca | 5419 | 99.7
Menorca | 5420 | 100.7
Menorca | 5421 | 101.3
Menorca | 5422 | 90.5
Menorca | 5423 | 78.7
Menorca | 5424 | 68.5
Menorca | 5425 | 60.2
Menorca | 5426 | 55.5
Menorca | 5427 | 52.8
Menorca | 5428 | 51.7
Menorca | 5429 | 52.3
Menorca | 5430 | 56.7
Menorca | 5431 | 63
Menorca | 5432 | 74
Menorca | 5433 | 84.3
Menorca | 5434 | 90.5
Menorca | 5435 | 90.8
Menorca | 5436 | 90.3
Menorca | 5437 | 89.8
Menorca | 5438 | 86.7
Menorca | 5439 | 84.2
Menorca | 5440 | 82.3
Menorca | 5441 | 84.3
Menorca | 5442 | 88.8
Menorca | 5443 | 94.2
Menorca | 5444 | 95.7
Menorca | 5445 | 98.5
Menorca | 5446 | 89.7
Menorca | 5447 | 79
Menorca | 5448 | 68.8
Menorca | 5449 | 60.5
Menorca | 5450 | 56.2
Menorca | 5451 | 52.5
Menorca | 5452 | 52
Menorca | 5453 | 52.3
Menorca | 5454 | 57.8
Menorca | 5455 | 67
Menorca | 5456 | 79.8
Menorca | 5457 | 90.8
Menorca | 5458 | 96
Menorca | 5459 | 96
Menorca | 5460 | 95.8
Menorca | 5461 | 95.2
Menorca | 5462 | 92.3
Menorca | 5463 | 89.2
Menorca | 5464 | 88.8
Menorca | 5465 | 91.8
Menorca | 5466 | 96.3
Menorca | 5467 | 100.7
Menorca | 5468 | 101.5
Menorca | 5469 | 102.3
Menorca | 5470 | 92.7
Menorca | 5471 | 82.3
Menorca | 5472 | 72.2
Menorca | 5473 | 63.8
Menorca | 5474 | 58.7
Menorca | 5475 | 55.8
Menorca | 5476 | 54.7
Menorca | 5477 | 55.5
Menorca | 5478 | 59.3
Menorca | 5479 | 66
Menorca | 5480 | 77.8
Menorca | 5481 | 89.3
Menorca | 5482 | 96.3
Menorca | 5483 | 96.5
Menorca | 5484 | 96.2
Menorca | 5485 | 95.7
Menorca | 5486 | 93.8
Menorca | 5487 | 91.2
Menorca | 5488 | 89.7
Menorca | 5489 | 91.3
Menorca | 5490 | 96.2
Menorca | 5491 | 100.7
Menorca | 5492 | 101.2
Menorca | 5493 | 102.5
Menorca | 5494 | 93.5
Menorca | 5495 | 83.5
Menorca | 5496 | 73.3
Menorca | 5497 | 65.5
Menorca | 5498 | 60.7
Menorca | 5499 | 57.8
Menorca | 5500 | 56.3
Menorca | 5501 | 56.2
Menorca | 5502 | 59
Menorca | 5503 | 64
Menorca | 5504 | 74.2
Menorca | 5505 | 84.8
Menorca | 5506 | 91.7
Menorca | 5507 | 92
Menorca | 5508 | 91
Menorca | 5509 | 90.5
Menorca | 5510 | 89.2
Menorca | 5511 | 86.8
Menorca | 5512 | 85.7
Menorca | 5513 | 88.2
Menorca | 5514 | 92.7
Menorca | 5515 | 97.5
Menorca | 5516 | 100
Menorca | 5517 | 103.5
Menorca | 5518 | 95.3
Menorca | 5519 | 84.8
Menorca | 5520 | 74.2
Menorca | 5521 | 66.3
Menorca | 5522 | 61
Menorca | 5523 | 58.2
Menorca | 5524 | 57.2
Menorca | 5525 | 57.7
Menorca | 5526 | 63.3
Menorca | 5527 | 73.8
Menorca | 5528 | 88.3
Menorca | 5529 | 100
Menorca | 5530 | 106.8
Menorca | 5531 | 106.8
Menorca | 5532 | 106.8
Menorca | 5533 | 106.5
Menorca | 5534 | 103.5
Menorca | 5535 | 100.5
Menorca | 5536 | 99.3
Menorca | 5537 | 102.5
Menorca | 5538 | 105.5
Menorca | 5539 | 108.2
Menorca | 5540 | 109
Menorca | 5541 | 110.8
Menorca | 5542 | 101
Menorca | 5543 | 88.8
Menorca | 5544 | 77.3
Menorca | 5545 | 68.8
Menorca | 5546 | 63.2
Menorca | 5547 | 59.7
Menorca | 5548 | 58.5
Menorca | 5549 | 59.2
Menorca | 5550 | 64.5
Menorca | 5551 | 74.7
Menorca | 5552 | 88.8
Menorca | 5553 | 100
Menorca | 5554 | 105.8
Menorca | 5555 | 105.7
Menorca | 5556 | 104.7
Menorca | 5557 | 103
Menorca | 5558 | 98.8
Menorca | 5559 | 94.2
Menorca | 5560 | 92.2
Menorca | 5561 | 94.5
Menorca | 5562 | 97.8
Menorca | 5563 | 99.3
Menorca | 5564 | 99.8
Menorca | 5565 | 99.7
Menorca | 5566 | 88.7
Menorca | 5567 | 77.3
Menorca | 5568 | 66.7
Menorca | 5569 | 59.3
Menorca | 5570 | 55.7
Menorca | 5571 | 53
Menorca | 5572 | 52.3
Menorca | 5573 | 52.7
Menorca | 5574 | 58.7
Menorca | 5575 | 68.3
Menorca | 5576 | 80.7
Menorca | 5577 | 90.5
Menorca | 5578 | 95.3
Menorca | 5579 | 93.7
Menorca | 5580 | 93.5
Menorca | 5581 | 92.2
Menorca | 5582 | 88.5
Menorca | 5583 | 84.7
Menorca | 5584 | 83.8
Menorca | 5585 | 86.7
Menorca | 5586 | 91
Menorca | 5587 | 94.2
Menorca | 5588 | 95.8
Menorca | 5589 | 95.5
Menorca | 5590 | 84.8
Menorca | 5591 | 74.5
Menorca | 5592 | 64
Menorca | 5593 | 56.8
Menorca | 5594 | 53.3
Menorca | 5595 | 50.8
Menorca | 5596 | 50.8
Menorca | 5597 | 52
Menorca | 5598 | 57.7
Menorca | 5599 | 67.8
Menorca | 5600 | 81.5
Menorca | 5601 | 91.8
Menorca | 5602 | 96.7
Menorca | 5603 | 95.8
Menorca | 5604 | 94.3
Menorca | 5605 | 93.2
Menorca | 5606 | 89.2
Menorca | 5607 | 85.5
Menorca | 5608 | 84.2
Menorca | 5609 | 87.2
Menorca | 5610 | 91.3
Menorca | 5611 | 95
Menorca | 5612 | 96
Menorca | 5613 | 96.7
Menorca | 5614 | 86.2
Menorca | 5615 | 75.3
Menorca | 5616 | 65.2
Menorca | 5617 | 57.7
Menorca | 5618 | 53.3
Menorca | 5619 | 50.8
Menorca | 5620 | 49.5
Menorca | 5621 | 51.3
Menorca | 5622 | 57.2
Menorca | 5623 | 66.7
Menorca | 5624 | 80
Menorca | 5625 | 91.5
Menorca | 5626 | 96.7
Menorca | 5627 | 96.2
Menorca | 5628 | 96
Menorca | 5629 | 95.2
Menorca | 5630 | 92.3
Menorca | 5631 | 88.5
Menorca | 5632 | 87.7
Menorca | 5633 | 90.8
Menorca | 5634 | 94.8
Menorca | 5635 | 98.2
Menorca | 5636 | 98.7
Menorca | 5637 | 97.7
Menorca | 5638 | 88.2
Menorca | 5639 | 78.2
Menorca | 5640 | 68.5
Menorca | 5641 | 60.5
Menorca | 5642 | 56.3
Menorca | 5643 | 53.2
Menorca | 5644 | 52.2
Menorca | 5645 | 52.8
Menorca | 5646 | 57.3
Menorca | 5647 | 63.7
Menorca | 5648 | 73.8
Menorca | 5649 | 85.2
Menorca | 5650 | 91.7
Menorca | 5651 | 91.2
Menorca | 5652 | 90.2
Menorca | 5653 | 90
Menorca | 5654 | 87.3
Menorca | 5655 | 85.2
Menorca | 5656 | 83.8
Menorca | 5657 | 85.2
Menorca | 5658 | 90.2
Menorca | 5659 | 94
Menorca | 5660 | 95.7
Menorca | 5661 | 96.8
Menorca | 5662 | 87.3
Menorca | 5663 | 77.2
Menorca | 5664 | 67.5
Menorca | 5665 | 60.5
Menorca | 5666 | 55.7
Menorca | 5667 | 52.5
Menorca | 5668 | 50.8
Menorca | 5669 | 51
Menorca | 5670 | 54.8
Menorca | 5671 | 59.3
Menorca | 5672 | 68.8
Menorca | 5673 | 79.2
Menorca | 5674 | 84.8
Menorca | 5675 | 84.7
Menorca | 5676 | 83.2
Menorca | 5677 | 82.8
Menorca | 5678 | 81.3
Menorca | 5679 | 79.5
Menorca | 5680 | 78
Menorca | 5681 | 80.5
Menorca | 5682 | 85.5
Menorca | 5683 | 90.7
Menorca | 5684 | 93.2
Menorca | 5685 | 96.3
Menorca | 5686 | 87.2
Menorca | 5687 | 76.8
Menorca | 5688 | 66.5
Menorca | 5689 | 59
Menorca | 5690 | 54.8
Menorca | 5691 | 52
Menorca | 5692 | 50.8
Menorca | 5693 | 52.2
Menorca | 5694 | 59.3
Menorca | 5695 | 68.8
Menorca | 5696 | 82.8
Menorca | 5697 | 93
Menorca | 5698 | 98.3
Menorca | 5699 | 98.2
Menorca | 5700 | 97.5
Menorca | 5701 | 96.3
Menorca | 5702 | 92.2
Menorca | 5703 | 88.5
Menorca | 5704 | 87.7
Menorca | 5705 | 90.2
Menorca | 5706 | 94
Menorca | 5707 | 97.2
Menorca | 5708 | 99.8
Menorca | 5709 | 100.5
Menorca | 5710 | 89
Menorca | 5711 | 77.8
Menorca | 5712 | 67.7
Menorca | 5713 | 60.2
Menorca | 5714 | 55.8
Menorca | 5715 | 53.2
Menorca | 5716 | 52.3
Menorca | 5717 | 53.7
Menorca | 5718 | 60.2
Menorca | 5719 | 70.7
Menorca | 5720 | 83.5
Menorca | 5721 | 93.3
Menorca | 5722 | 99.8
Menorca | 5723 | 100.2
Menorca | 5724 | 98.8
Menorca | 5725 | 98
Menorca | 5726 | 94.2
Menorca | 5727 | 87.7
Menorca | 5728 | 81.7
Menorca | 5729 | 82.7
Menorca | 5730 | 85.7
Menorca | 5731 | 87.8
Menorca | 5732 | 88.8
Menorca | 5733 | 88.8
Menorca | 5734 | 78.8
Menorca | 5735 | 68.8
Menorca | 5736 | 59.5
Menorca | 5737 | 52.8
Menorca | 5738 | 49.3
Menorca | 5739 | 47.2
Menorca | 5740 | 46.8
Menorca | 5741 | 48.2
Menorca | 5742 | 55.2
Menorca | 5743 | 65.3
Menorca | 5744 | 78.2
Menorca | 5745 | 88.3
Menorca | 5746 | 93.8
Menorca | 5747 | 94.7
Menorca | 5748 | 93.3
Menorca | 5749 | 92
Menorca | 5750 | 88.8
Menorca | 5751 | 83.5
Menorca | 5752 | 82.8
Menorca | 5753 | 86
Menorca | 5754 | 89.7
Menorca | 5755 | 93
Menorca | 5756 | 95
Menorca | 5757 | 94.5
Menorca | 5758 | 83.8
Menorca | 5759 | 72
Menorca | 5760 | 63.3
Menorca | 5761 | 56.2
Menorca | 5762 | 52.5
Menorca | 5763 | 50.5
Menorca | 5764 | 49.3
Menorca | 5765 | 50.8
Menorca | 5766 | 58
Menorca | 5767 | 68
Menorca | 5768 | 80.3
Menorca | 5769 | 90.7
Menorca | 5770 | 95.3
Menorca | 5771 | 95
Menorca | 5772 | 95
Menorca | 5773 | 93.7
Menorca | 5774 | 89.7
Menorca | 5775 | 86.5
Menorca | 5776 | 86.2
Menorca | 5777 | 88.7
Menorca | 5778 | 92.5
Menorca | 5779 | 95.3
Menorca | 5780 | 96.7
Menorca | 5781 | 95.8
Menorca | 5782 | 85.8
Menorca | 5783 | 75
Menorca | 5784 | 65
Menorca | 5785 | 57
Menorca | 5786 | 53.2
Menorca | 5787 | 50.8
Menorca | 5788 | 49.8
Menorca | 5789 | 51
Menorca | 5790 | 58.5
Menorca | 5791 | 69.2
Menorca | 5792 | 82.2
Menorca | 5793 | 91.7
Menorca | 5794 | 96.7
Menorca | 5795 | 97
Menorca | 5796 | 96.5
Menorca | 5797 | 96
Menorca | 5798 | 92.7
Menorca | 5799 | 89
Menorca | 5800 | 87.8
Menorca | 5801 | 91
Menorca | 5802 | 94
Menorca | 5803 | 96.5
Menorca | 5804 | 97.2
Menorca | 5805 | 96.3
Menorca | 5806 | 86.5
Menorca | 5807 | 76.7
Menorca | 5808 | 67.3
Menorca | 5809 | 60.3
Menorca | 5810 | 55.2
Menorca | 5811 | 52.7
Menorca | 5812 | 51
Menorca | 5813 | 52.3
Menorca | 5814 | 57.2
Menorca | 5815 | 63.2
Menorca | 5816 | 73.3
Menorca | 5817 | 84.7
Menorca | 5818 | 90.8
Menorca | 5819 | 91.2
Menorca | 5820 | 90.8
Menorca | 5821 | 89.5
Menorca | 5822 | 86.8
Menorca | 5823 | 84.3
Menorca | 5824 | 83.3
Menorca | 5825 | 85.2
Menorca | 5826 | 88.5
Menorca | 5827 | 91.5
Menorca | 5828 | 94.2
Menorca | 5829 | 92.7
Menorca | 5830 | 84
Menorca | 5831 | 74.7
Menorca | 5832 | 65.8
Menorca | 5833 | 58.5
Menorca | 5834 | 54.2
Menorca | 5835 | 51.7
Menorca | 5836 | 49.8
Menorca | 5837 | 50.3
Menorca | 5838 | 54.7
Menorca | 5839 | 58.7
Menorca | 5840 | 68.2
Menorca | 5841 | 78.5
Menorca | 5842 | 83.2
Menorca | 5843 | 83
Menorca | 5844 | 82.5
Menorca | 5845 | 81.5
Menorca | 5846 | 80
Menorca | 5847 | 78
Menorca | 5848 | 76.3
Menorca | 5849 | 79
Menorca | 5850 | 83
Menorca | 5851 | 86.7
Menorca | 5852 | 90.8
Menorca | 5853 | 91.7
Menorca | 5854 | 82.5
Menorca | 5855 | 72.2
Menorca | 5856 | 63
Menorca | 5857 | 56.5
Menorca | 5858 | 52.7
Menorca | 5859 | 51
Menorca | 5860 | 49.8
Menorca | 5861 | 51.3
Menorca | 5862 | 58.7
Menorca | 5863 | 69.5
Menorca | 5864 | 81
Menorca | 5865 | 89.3
Menorca | 5866 | 93
Menorca | 5867 | 92
Menorca | 5868 | 91.2
Menorca | 5869 | 89.5
Menorca | 5870 | 84.5
Menorca | 5871 | 80.8
Menorca | 5872 | 80.2
Menorca | 5873 | 83.3
Menorca | 5874 | 85.5
Menorca | 5875 | 87.5
Menorca | 5876 | 90.2
Menorca | 5877 | 89.2
Menorca | 5878 | 78.8
Menorca | 5879 | 68.7
Menorca | 5880 | 59.8
Menorca | 5881 | 53.5
Menorca | 5882 | 50.3
Menorca | 5883 | 48.2
Menorca | 5884 | 47.3
Menorca | 5885 | 48.7
Menorca | 5886 | 55.5
Menorca | 5887 | 66.3
Menorca | 5888 | 78.8
Menorca | 5889 | 86.7
Menorca | 5890 | 90.5
Menorca | 5891 | 89.8
Menorca | 5892 | 89.2
Menorca | 5893 | 87.8
Menorca | 5894 | 83.3
Menorca | 5895 | 79.3
Menorca | 5896 | 79.2
Menorca | 5897 | 82.3
Menorca | 5898 | 85.3
Menorca | 5899 | 86.8
Menorca | 5900 | 89.2
Menorca | 5901 | 87.7
Menorca | 5902 | 77.7
Menorca | 5903 | 67.7
Menorca | 5904 | 58.8
Menorca | 5905 | 52.7
Menorca | 5906 | 49.2
Menorca | 5907 | 46.8
Menorca | 5908 | 46.3
Menorca | 5909 | 48
Menorca | 5910 | 55.5
Menorca | 5911 | 66.8
Menorca | 5912 | 79
Menorca | 5913 | 87.7
Menorca | 5914 | 91
Menorca | 5915 | 90.3
Menorca | 5916 | 89.8
Menorca | 5917 | 88
Menorca | 5918 | 84.2
Menorca | 5919 | 81.3
Menorca | 5920 | 80.8
Menorca | 5921 | 84.2
Menorca | 5922 | 86.5
Menorca | 5923 | 88.3
Menorca | 5924 | 90.2
Menorca | 5925 | 88.3
Menorca | 5926 | 77.8
Menorca | 5927 | 67.8
Menorca | 5928 | 58.5
Menorca | 5929 | 52.2
Menorca | 5930 | 49
Menorca | 5931 | 46.8
Menorca | 5932 | 46.2
Menorca | 5933 | 48.2
Menorca | 5934 | 55.3
Menorca | 5935 | 66.2
Menorca | 5936 | 77.8
Menorca | 5937 | 85.8
Menorca | 5938 | 89.3
Menorca | 5939 | 87.8
Menorca | 5940 | 87
Menorca | 5941 | 85
Menorca | 5942 | 80.8
Menorca | 5943 | 77.3
Menorca | 5944 | 76.3
Menorca | 5945 | 78.8
Menorca | 5946 | 81.7
Menorca | 5947 | 82.8
Menorca | 5948 | 84.5
Menorca | 5949 | 81.7
Menorca | 5950 | 72.5
Menorca | 5951 | 62.8
Menorca | 5952 | 54.7
Menorca | 5953 | 49.3
Menorca | 5954 | 46.3
Menorca | 5955 | 44.3
Menorca | 5956 | 43.8
Menorca | 5957 | 45.8
Menorca | 5958 | 52.3
Menorca | 5959 | 62.7
Menorca | 5960 | 74.5
Menorca | 5961 | 82
Menorca | 5962 | 84
Menorca | 5963 | 83
Menorca | 5964 | 81.2
Menorca | 5965 | 79
Menorca | 5966 | 74.7
Menorca | 5967 | 71.5
Menorca | 5968 | 70.3
Menorca | 5969 | 73.7
Menorca | 5970 | 76.8
Menorca | 5971 | 79.3
Menorca | 5972 | 82
Menorca | 5973 | 77.7
Menorca | 5974 | 68.8
Menorca | 5975 | 61
Menorca | 5976 | 54
Menorca | 5977 | 48.3
Menorca | 5978 | 45
Menorca | 5979 | 43.3
Menorca | 5980 | 42.7
Menorca | 5981 | 44
Menorca | 5982 | 48
Menorca | 5983 | 54.7
Menorca | 5984 | 64.2
Menorca | 5985 | 74
Menorca | 5986 | 78.2
Menorca | 5987 | 76.3
Menorca | 5988 | 74.8
Menorca | 5989 | 73.2
Menorca | 5990 | 69.2
Menorca | 5991 | 65.5
Menorca | 5992 | 63.8
Menorca | 5993 | 66.2
Menorca | 5994 | 70.3
Menorca | 5995 | 73.3
Menorca | 5996 | 76.3
Menorca | 5997 | 73.7
Menorca | 5998 | 65.5
Menorca | 5999 | 57.8
Menorca | 6000 | 51.8
Menorca | 6001 | 46.5
Menorca | 6002 | 43.7
Menorca | 6003 | 41.7
Menorca | 6004 | 41.2
Menorca | 6005 | 41.8
Menorca | 6006 | 44.7
Menorca | 6007 | 49.3
Menorca | 6008 | 57.8
Menorca | 6009 | 66.7
Menorca | 6010 | 70.3
Menorca | 6011 | 69.2
Menorca | 6012 | 67.8
Menorca | 6013 | 66.7
Menorca | 6014 | 64.5
Menorca | 6015 | 61.7
Menorca | 6016 | 60.2
Menorca | 6017 | 61.8
Menorca | 6018 | 65.2
Menorca | 6019 | 68.2
Menorca | 6020 | 73.2
Menorca | 6021 | 72
Menorca | 6022 | 65
Menorca | 6023 | 56.8
Menorca | 6024 | 50.5
Menorca | 6025 | 45.3
Menorca | 6026 | 42.2
Menorca | 6027 | 41
Menorca | 6028 | 40.8
Menorca | 6029 | 42.5
Menorca | 6030 | 48
Menorca | 6031 | 57.3
Menorca | 6032 | 67.8
Menorca | 6033 | 75.2
Menorca | 6034 | 78.8
Menorca | 6035 | 78.2
Menorca | 6036 | 77.2
Menorca | 6037 | 75.7
Menorca | 6038 | 71.3
Menorca | 6039 | 68.8
Menorca | 6040 | 68.2
Menorca | 6041 | 70.8
Menorca | 6042 | 74.7
Menorca | 6043 | 77.2
Menorca | 6044 | 80.8
Menorca | 6045 | 78.2
Menorca | 6046 | 67.8
Menorca | 6047 | 59
Menorca | 6048 | 52.5
Menorca | 6049 | 47.2
Menorca | 6050 | 44.7
Menorca | 6051 | 42.7
Menorca | 6052 | 43
Menorca | 6053 | 44.2
Menorca | 6054 | 52.2
Menorca | 6055 | 63.7
Menorca | 6056 | 74.3
Menorca | 6057 | 83
Menorca | 6058 | 87.3
Menorca | 6059 | 87
Menorca | 6060 | 85
Menorca | 6061 | 80.5
Menorca | 6062 | 72
Menorca | 6063 | 70.8
Menorca | 6064 | 69.7
Menorca | 6065 | 69
Menorca | 6066 | 73.2
Menorca | 6067 | 76
Menorca | 6068 | 77.8
Menorca | 6069 | 74.3
Menorca | 6070 | 63.2
Menorca | 6071 | 54
Menorca | 6072 | 47.3
Menorca | 6073 | 42.5
Menorca | 6074 | 40.5
Menorca | 6075 | 39.5
Menorca | 6076 | 38.8
Menorca | 6077 | 40.2
Menorca | 6078 | 47.2
Menorca | 6079 | 60
Menorca | 6080 | 70.7
Menorca | 6081 | 77.7
Menorca | 6082 | 79.7
Menorca | 6083 | 78.3
Menorca | 6084 | 77.2
Menorca | 6085 | 76.5
Menorca | 6086 | 72.5
Menorca | 6087 | 70.3
Menorca | 6088 | 70.5
Menorca | 6089 | 73.2
Menorca | 6090 | 75.7
Menorca | 6091 | 77
Menorca | 6092 | 81
Menorca | 6093 | 77.2
Menorca | 6094 | 67.3
Menorca | 6095 | 57.5
Menorca | 6096 | 50
Menorca | 6097 | 45.3
Menorca | 6098 | 42.5
Menorca | 6099 | 41.3
Menorca | 6100 | 40.7
Menorca | 6101 | 42.2
Menorca | 6102 | 50.3
Menorca | 6103 | 63
Menorca | 6104 | 73.5
Menorca | 6105 | 79.8
Menorca | 6106 | 81.7
Menorca | 6107 | 80
Menorca | 6108 | 78.5
Menorca | 6109 | 76.3
Menorca | 6110 | 72.5
Menorca | 6111 | 69.5
Menorca | 6112 | 69.5
Menorca | 6113 | 72.7
Menorca | 6114 | 75.5
Menorca | 6115 | 77.8
Menorca | 6116 | 82.2
Menorca | 6117 | 78.3
Menorca | 6118 | 67.5
Menorca | 6119 | 58.3
Menorca | 6120 | 50.5
Menorca | 6121 | 45.5
Menorca | 6122 | 43.2
Menorca | 6123 | 41.3
Menorca | 6124 | 40.8
Menorca | 6125 | 42.5
Menorca | 6126 | 50.8
Menorca | 6127 | 63.3
Menorca | 6128 | 73.5
Menorca | 6129 | 80.5
Menorca | 6130 | 84.5
Menorca | 6131 | 84.7
Menorca | 6132 | 83.7
Menorca | 6133 | 81.3
Menorca | 6134 | 76.7
Menorca | 6135 | 72.5
Menorca | 6136 | 72.7
Menorca | 6137 | 75.7
Menorca | 6138 | 79
Menorca | 6139 | 80.8
Menorca | 6140 | 83.5
Menorca | 6141 | 78.2
Menorca | 6142 | 68.3
Menorca | 6143 | 60.2
Menorca | 6144 | 52.5
Menorca | 6145 | 47.5
Menorca | 6146 | 43.2
Menorca | 6147 | 40.8
Menorca | 6148 | 40.3
Menorca | 6149 | 42.3
Menorca | 6150 | 46.8
Menorca | 6151 | 55.2
Menorca | 6152 | 64.3
Menorca | 6153 | 75.3
Menorca | 6154 | 79.7
Menorca | 6155 | 78.5
Menorca | 6156 | 78
Menorca | 6157 | 76
Menorca | 6158 | 72.3
Menorca | 6159 | 68.8
Menorca | 6160 | 67.8
Menorca | 6161 | 70
Menorca | 6162 | 74
Menorca | 6163 | 77.2
Menorca | 6164 | 80
Menorca | 6165 | 75.8
Menorca | 6166 | 67.2
Menorca | 6167 | 60.5
Menorca | 6168 | 52.8
Menorca | 6169 | 47.7
Menorca | 6170 | 44.3
Menorca | 6171 | 42.7
Menorca | 6172 | 42.3
Menorca | 6173 | 43.2
Menorca | 6174 | 46.8
Menorca | 6175 | 52.7
Menorca | 6176 | 61.8
Menorca | 6177 | 72.2
Menorca | 6178 | 75.8
Menorca | 6179 | 74.5
Menorca | 6180 | 72.5
Menorca | 6181 | 71.5
Menorca | 6182 | 69.7
Menorca | 6183 | 67.3
Menorca | 6184 | 66.5
Menorca | 6185 | 68.7
Menorca | 6186 | 73.2
Menorca | 6187 | 76.3
Menorca | 6188 | 81.3
Menorca | 6189 | 78
Menorca | 6190 | 68.5
Menorca | 6191 | 60
Menorca | 6192 | 52.3
Menorca | 6193 | 46.7
Menorca | 6194 | 44.2
Menorca | 6195 | 42.7
Menorca | 6196 | 42.5
Menorca | 6197 | 44.2
Menorca | 6198 | 52.5
Menorca | 6199 | 66
Menorca | 6200 | 77.5
Menorca | 6201 | 85.3
Menorca | 6202 | 87.7
Menorca | 6203 | 86.5
Menorca | 6204 | 86.3
Menorca | 6205 | 84.2
Menorca | 6206 | 79.8
Menorca | 6207 | 77.3
Menorca | 6208 | 77.7
Menorca | 6209 | 81.7
Menorca | 6210 | 84.2
Menorca | 6211 | 86.8
Menorca | 6212 | 89.5
Menorca | 6213 | 84
Menorca | 6214 | 73
Menorca | 6215 | 63.2
Menorca | 6216 | 55.5
Menorca | 6217 | 50.2
Menorca | 6218 | 47.3
Menorca | 6219 | 45.8
Menorca | 6220 | 45.7
Menorca | 6221 | 47.2
Menorca | 6222 | 55.2
Menorca | 6223 | 68.7
Menorca | 6224 | 80.3
Menorca | 6225 | 87.2
Menorca | 6226 | 90.3
Menorca | 6227 | 89.8
Menorca | 6228 | 88.7
Menorca | 6229 | 86.7
Menorca | 6230 | 83.2
Menorca | 6231 | 80
Menorca | 6232 | 80.7
Menorca | 6233 | 84
Menorca | 6234 | 85.7
Menorca | 6235 | 87.2
Menorca | 6236 | 91
Menorca | 6237 | 85.2
Menorca | 6238 | 73.7
Menorca | 6239 | 64.2
Menorca | 6240 | 56.3
Menorca | 6241 | 51.2
Menorca | 6242 | 48.2
Menorca | 6243 | 46.3
Menorca | 6244 | 45.7
Menorca | 6245 | 47
Menorca | 6246 | 55.2
Menorca | 6247 | 67.5
Menorca | 6248 | 79
Menorca | 6249 | 86.2
Menorca | 6250 | 89.3
Menorca | 6251 | 89
Menorca | 6252 | 88.3
Menorca | 6253 | 85.5
Menorca | 6254 | 82.8
Menorca | 6255 | 79.5
Menorca | 6256 | 80
Menorca | 6257 | 82.8
Menorca | 6258 | 85
Menorca | 6259 | 87.2
Menorca | 6260 | 90.2
Menorca | 6261 | 84.5
Menorca | 6262 | 73.3
Menorca | 6263 | 63.5
Menorca | 6264 | 55.5
Menorca | 6265 | 49.8
Menorca | 6266 | 47.2
Menorca | 6267 | 45.7
Menorca | 6268 | 45.2
Menorca | 6269 | 46.3
Menorca | 6270 | 54
Menorca | 6271 | 67.3
Menorca | 6272 | 78
Menorca | 6273 | 85
Menorca | 6274 | 89.2
Menorca | 6275 | 88
Menorca | 6276 | 87.8
Menorca | 6277 | 85.3
Menorca | 6278 | 81.8
Menorca | 6279 | 78.7
Menorca | 6280 | 77.8
Menorca | 6281 | 81.7
Menorca | 6282 | 83.8
Menorca | 6283 | 85.3
Menorca | 6284 | 89.5
Menorca | 6285 | 82.5
Menorca | 6286 | 71.3
Menorca | 6287 | 62
Menorca | 6288 | 54.3
Menorca | 6289 | 49.3
Menorca | 6290 | 46.5
Menorca | 6291 | 44.7
Menorca | 6292 | 44.3
Menorca | 6293 | 45.7
Menorca | 6294 | 54
Menorca | 6295 | 66.3
Menorca | 6296 | 76.3
Menorca | 6297 | 83.3
Menorca | 6298 | 86.3
Menorca | 6299 | 85.7
Menorca | 6300 | 85.3
Menorca | 6301 | 83.2
Menorca | 6302 | 79.3
Menorca | 6303 | 75.5
Menorca | 6304 | 75.3
Menorca | 6305 | 78.8
Menorca | 6306 | 81.5
Menorca | 6307 | 83.5
Menorca | 6308 | 87
Menorca | 6309 | 80.7
Menorca | 6310 | 71
Menorca | 6311 | 62.7
Menorca | 6312 | 56.2
Menorca | 6313 | 50.3
Menorca | 6314 | 47.3
Menorca | 6315 | 45.8
Menorca | 6316 | 45.5
Menorca | 6317 | 46.8
Menorca | 6318 | 52.2
Menorca | 6319 | 59.8
Menorca | 6320 | 69.8
Menorca | 6321 | 79.5
Menorca | 6322 | 84.2
Menorca | 6323 | 84.2
Menorca | 6324 | 83.3
Menorca | 6325 | 82.3
Menorca | 6326 | 78.5
Menorca | 6327 | 74
Menorca | 6328 | 74
Menorca | 6329 | 75.8
Menorca | 6330 | 78.7
Menorca | 6331 | 82.3
Menorca | 6332 | 86
Menorca | 6333 | 79.8
Menorca | 6334 | 70.7
Menorca | 6335 | 62.8
Menorca | 6336 | 56
Menorca | 6337 | 50.2
Menorca | 6338 | 46.8
Menorca | 6339 | 44.7
Menorca | 6340 | 44.3
Menorca | 6341 | 45
Menorca | 6342 | 49.2
Menorca | 6343 | 54.2
Menorca | 6344 | 62.3
Menorca | 6345 | 71.3
Menorca | 6346 | 75.3
Menorca | 6347 | 75.3
Menorca | 6348 | 74.2
Menorca | 6349 | 73.5
Menorca | 6350 | 71.8
Menorca | 6351 | 68.8
Menorca | 6352 | 68
Menorca | 6353 | 69.8
Menorca | 6354 | 74.8
Menorca | 6355 | 78.8
Menorca | 6356 | 84.3
Menorca | 6357 | 79
Menorca | 6358 | 69.5
Menorca | 6359 | 61
Menorca | 6360 | 54.2
Menorca | 6361 | 49.2
Menorca | 6362 | 46.5
Menorca | 6363 | 45
Menorca | 6364 | 43.8
Menorca | 6365 | 46
Menorca | 6366 | 54
Menorca | 6367 | 65.7
Menorca | 6368 | 74.7
Menorca | 6369 | 80.8
Menorca | 6370 | 82.7
Menorca | 6371 | 81.7
Menorca | 6372 | 81.3
Menorca | 6373 | 78.8
Menorca | 6374 | 74.3
Menorca | 6375 | 71.7
Menorca | 6376 | 73
Menorca | 6377 | 75.5
Menorca | 6378 | 77.2
Menorca | 6379 | 79.5
Menorca | 6380 | 83
Menorca | 6381 | 76.3
Menorca | 6382 | 66
Menorca | 6383 | 57.5
Menorca | 6384 | 50.8
Menorca | 6385 | 46.7
Menorca | 6386 | 44
Menorca | 6387 | 42.7
Menorca | 6388 | 42.7
Menorca | 6389 | 44.2
Menorca | 6390 | 52.7
Menorca | 6391 | 64.5
Menorca | 6392 | 74.7
Menorca | 6393 | 81
Menorca | 6394 | 83.8
Menorca | 6395 | 82.3
Menorca | 6396 | 82.2
Menorca | 6397 | 79.8
Menorca | 6398 | 76
Menorca | 6399 | 73.8
Menorca | 6400 | 75.3
Menorca | 6401 | 79.2
Menorca | 6402 | 80.7
Menorca | 6403 | 83.2
Menorca | 6404 | 86.8
Menorca | 6405 | 79.8
Menorca | 6406 | 68.7
Menorca | 6407 | 59.8
Menorca | 6408 | 51.8
Menorca | 6409 | 47.7
Menorca | 6410 | 45
Menorca | 6411 | 43.2
Menorca | 6412 | 42.8
Menorca | 6413 | 44.5
Menorca | 6414 | 53
Menorca | 6415 | 65.2
Menorca | 6416 | 74.2
Menorca | 6417 | 80.8
Menorca | 6418 | 85
Menorca | 6419 | 84.5
Menorca | 6420 | 83.8
Menorca | 6421 | 80.3
Menorca | 6422 | 75
Menorca | 6423 | 71
Menorca | 6424 | 70.7
Menorca | 6425 | 73.2
Menorca | 6426 | 74.7
Menorca | 6427 | 77.5
Menorca | 6428 | 80.7
Menorca | 6429 | 74.2
Menorca | 6430 | 63.5
Menorca | 6431 | 54.8
Menorca | 6432 | 48.5
Menorca | 6433 | 44.2
Menorca | 6434 | 42.7
Menorca | 6435 | 41.3
Menorca | 6436 | 41
Menorca | 6437 | 42.5
Menorca | 6438 | 50.5
Menorca | 6439 | 62.7
Menorca | 6440 | 71.3
Menorca | 6441 | 77.2
Menorca | 6442 | 80.2
Menorca | 6443 | 78.8
Menorca | 6444 | 78.3
Menorca | 6445 | 76
Menorca | 6446 | 72.8
Menorca | 6447 | 70.2
Menorca | 6448 | 70.5
Menorca | 6449 | 74.5
Menorca | 6450 | 76.2
Menorca | 6451 | 78.3
Menorca | 6452 | 81.3
Menorca | 6453 | 75.7
Menorca | 6454 | 65.7
Menorca | 6455 | 57.3
Menorca | 6456 | 50.5
Menorca | 6457 | 46.2
Menorca | 6458 | 43.7
Menorca | 6459 | 42.5
Menorca | 6460 | 41.7
Menorca | 6461 | 43.8
Menorca | 6462 | 52.3
Menorca | 6463 | 63.8
Menorca | 6464 | 72.7
Menorca | 6465 | 79.3
Menorca | 6466 | 81.5
Menorca | 6467 | 80.7
Menorca | 6468 | 80.5
Menorca | 6469 | 78.3
Menorca | 6470 | 74.2
Menorca | 6471 | 70.8
Menorca | 6472 | 71
Menorca | 6473 | 74
Menorca | 6474 | 76.7
Menorca | 6475 | 78.8
Menorca | 6476 | 81
Menorca | 6477 | 74.8
Menorca | 6478 | 65
Menorca | 6479 | 57.5
Menorca | 6480 | 50.8
Menorca | 6481 | 46
Menorca | 6482 | 43.5
Menorca | 6483 | 42
Menorca | 6484 | 41.3
Menorca | 6485 | 42.3
Menorca | 6486 | 47.8
Menorca | 6487 | 54.7
Menorca | 6488 | 63.3
Menorca | 6489 | 73
Menorca | 6490 | 76.7
Menorca | 6491 | 76.5
Menorca | 6492 | 75.3
Menorca | 6493 | 73.3
Menorca | 6494 | 69.7
Menorca | 6495 | 66.2
Menorca | 6496 | 65.3
Menorca | 6497 | 67.7
Menorca | 6498 | 71
Menorca | 6499 | 74.3
Menorca | 6500 | 77.8
Menorca | 6501 | 72.2
Menorca | 6502 | 64
Menorca | 6503 | 57.5
Menorca | 6504 | 51
Menorca | 6505 | 46
Menorca | 6506 | 43.2
Menorca | 6507 | 41.7
Menorca | 6508 | 41
Menorca | 6509 | 41.8
Menorca | 6510 | 46
Menorca | 6511 | 51.8
Menorca | 6512 | 58.7
Menorca | 6513 | 66.8
Menorca | 6514 | 70.5
Menorca | 6515 | 69
Menorca | 6516 | 67.3
Menorca | 6517 | 66.3
Menorca | 6518 | 64.2
Menorca | 6519 | 61.7
Menorca | 6520 | 61.2
Menorca | 6521 | 63
Menorca | 6522 | 66.2
Menorca | 6523 | 70.7
Menorca | 6524 | 76.5
Menorca | 6525 | 71
Menorca | 6526 | 62.3
Menorca | 6527 | 54.3
Menorca | 6528 | 48.5
Menorca | 6529 | 44.3
Menorca | 6530 | 42.2
Menorca | 6531 | 41.2
Menorca | 6532 | 40.5
Menorca | 6533 | 42.2
Menorca | 6534 | 50.3
Menorca | 6535 | 63.2
Menorca | 6536 | 71.5
Menorca | 6537 | 77.3
Menorca | 6538 | 80.3
Menorca | 6539 | 80
Menorca | 6540 | 80.2
Menorca | 6541 | 77.7
Menorca | 6542 | 73.3
Menorca | 6543 | 70.7
Menorca | 6544 | 71.2
Menorca | 6545 | 73.7
Menorca | 6546 | 74.7
Menorca | 6547 | 76.8
Menorca | 6548 | 80.2
Menorca | 6549 | 73.8
Menorca | 6550 | 63.3
Menorca | 6551 | 55.5
Menorca | 6552 | 49.5
Menorca | 6553 | 45.2
Menorca | 6554 | 43.3
Menorca | 6555 | 41.5
Menorca | 6556 | 41.2
Menorca | 6557 | 42.5
Menorca | 6558 | 50.5
Menorca | 6559 | 63.2
Menorca | 6560 | 71.5
Menorca | 6561 | 77
Menorca | 6562 | 80
Menorca | 6563 | 79.7
Menorca | 6564 | 79.2
Menorca | 6565 | 76
Menorca | 6566 | 71.8
Menorca | 6567 | 69.7
Menorca | 6568 | 70.5
Menorca | 6569 | 74
Menorca | 6570 | 75.2
Menorca | 6571 | 77.7
Menorca | 6572 | 80.8
Menorca | 6573 | 73.8
Menorca | 6574 | 63.8
Menorca | 6575 | 55.8
Menorca | 6576 | 50
Menorca | 6577 | 45.7
Menorca | 6578 | 43.3
Menorca | 6579 | 42.2
Menorca | 6580 | 41.5
Menorca | 6581 | 42.7
Menorca | 6582 | 50.2
Menorca | 6583 | 62.2
Menorca | 6584 | 69.8
Menorca | 6585 | 74.3
Menorca | 6586 | 76.2
Menorca | 6587 | 73.7
Menorca | 6588 | 72
Menorca | 6589 | 70.8
Menorca | 6590 | 67.2
Menorca | 6591 | 64.8
Menorca | 6592 | 65.7
Menorca | 6593 | 67.7
Menorca | 6594 | 68.7
Menorca | 6595 | 71.2
Menorca | 6596 | 73.8
Menorca | 6597 | 68
Menorca | 6598 | 58.8
Menorca | 6599 | 51.3
Menorca | 6600 | 46
Menorca | 6601 | 41.7
Menorca | 6602 | 39.8
Menorca | 6603 | 38.7
Menorca | 6604 | 38.5
Menorca | 6605 | 40.2
Menorca | 6606 | 47.5
Menorca | 6607 | 60
Menorca | 6608 | 67.5
Menorca | 6609 | 72.7
Menorca | 6610 | 74.3
Menorca | 6611 | 73
Menorca | 6612 | 72
Menorca | 6613 | 69.8
Menorca | 6614 | 65.8
Menorca | 6615 | 63.3
Menorca | 6616 | 64.5
Menorca | 6617 | 66
Menorca | 6618 | 67.5
Menorca | 6619 | 70.5
Menorca | 6620 | 73
Menorca | 6621 | 67.7
Menorca | 6622 | 58.3
Menorca | 6623 | 50.3
Menorca | 6624 | 45
Menorca | 6625 | 41
Menorca | 6626 | 39
Menorca | 6627 | 38
Menorca | 6628 | 37.3
Menorca | 6629 | 39.2
Menorca | 6630 | 46.5
Menorca | 6631 | 58.7
Menorca | 6632 | 65.5
Menorca | 6633 | 70
Menorca | 6634 | 72
Menorca | 6635 | 71.2
Menorca | 6636 | 70.3
Menorca | 6637 | 68.3
Menorca | 6638 | 64.2
Menorca | 6639 | 61.2
Menorca | 6640 | 61.5
Menorca | 6641 | 63.8
Menorca | 6642 | 65.8
Menorca | 6643 | 70
Menorca | 6644 | 71.7
Menorca | 6645 | 66.3
Menorca | 6646 | 57.7
Menorca | 6647 | 51
Menorca | 6648 | 45.5
Menorca | 6649 | 41.5
Menorca | 6650 | 39
Menorca | 6651 | 37.8
Menorca | 6652 | 37.5
Menorca | 6653 | 38.8
Menorca | 6654 | 43.7
Menorca | 6655 | 50
Menorca | 6656 | 56.8
Menorca | 6657 | 64.8
Menorca | 6658 | 67.7
Menorca | 6659 | 66.2
Menorca | 6660 | 63.8
Menorca | 6661 | 62.7
Menorca | 6662 | 59.2
Menorca | 6663 | 56.2
Menorca | 6664 | 55.2
Menorca | 6665 | 56.8
Menorca | 6666 | 59.8
Menorca | 6667 | 64.2
Menorca | 6668 | 66.5
Menorca | 6669 | 61.2
Menorca | 6670 | 53.7
Menorca | 6671 | 48.5
Menorca | 6672 | 43.2
Menorca | 6673 | 39.3
Menorca | 6674 | 37.3
Menorca | 6675 | 35.8
Menorca | 6676 | 35.8
Menorca | 6677 | 36.5
Menorca | 6678 | 39.8
Menorca | 6679 | 45.5
Menorca | 6680 | 51.2
Menorca | 6681 | 59.2
Menorca | 6682 | 62.7
Menorca | 6683 | 62
Menorca | 6684 | 59.5
Menorca | 6685 | 58.2
Menorca | 6686 | 56
Menorca | 6687 | 53.2
Menorca | 6688 | 52.3
Menorca | 6689 | 53.8
Menorca | 6690 | 56.7
Menorca | 6691 | 61.8
Menorca | 6692 | 65.8
Menorca | 6693 | 61.2
Menorca | 6694 | 52.8
Menorca | 6695 | 47
Menorca | 6696 | 41.8
Menorca | 6697 | 38.5
Menorca | 6698 | 36.7
Menorca | 6699 | 35.7
Menorca | 6700 | 35.7
Menorca | 6701 | 37.8
Menorca | 6702 | 45.7
Menorca | 6703 | 57.5
Menorca | 6704 | 64.7
Menorca | 6705 | 68.3
Menorca | 6706 | 69.3
Menorca | 6707 | 67.8
Menorca | 6708 | 66.2
Menorca | 6709 | 63.7
Menorca | 6710 | 59
Menorca | 6711 | 56.5
Menorca | 6712 | 56.8
Menorca | 6713 | 59.7
Menorca | 6714 | 61
Menorca | 6715 | 65.3
Menorca | 6716 | 67.3
Menorca | 6717 | 62.3
Menorca | 6718 | 53.3
Menorca | 6719 | 47
Menorca | 6720 | 41.2
Menorca | 6721 | 37.7
Menorca | 6722 | 35.8
Menorca | 6723 | 35.2
Menorca | 6724 | 35.3
Menorca | 6725 | 36.3
Menorca | 6726 | 43.8
Menorca | 6727 | 56
Menorca | 6728 | 63
Menorca | 6729 | 67.8
Menorca | 6730 | 69.8
Menorca | 6731 | 68.5
Menorca | 6732 | 67.3
Menorca | 6733 | 65.2
Menorca | 6734 | 61
Menorca | 6735 | 58.5
Menorca | 6736 | 59.5
Menorca | 6737 | 61.3
Menorca | 6738 | 62.7
Menorca | 6739 | 67
Menorca | 6740 | 69.8
Menorca | 6741 | 63.8
Menorca | 6742 | 53.7
Menorca | 6743 | 47
Menorca | 6744 | 41.7
Menorca | 6745 | 38
Menorca | 6746 | 36.3
Menorca | 6747 | 35.8
Menorca | 6748 | 35.3
Menorca | 6749 | 37.2
Menorca | 6750 | 44
Menorca | 6751 | 56.8
Menorca | 6752 | 63.7
Menorca | 6753 | 67.8
Menorca | 6754 | 69.8
Menorca | 6755 | 69.5
Menorca | 6756 | 69
Menorca | 6757 | 66.2
Menorca | 6758 | 61.8
Menorca | 6759 | 60.2
Menorca | 6760 | 60.7
Menorca | 6761 | 62.8
Menorca | 6762 | 64
Menorca | 6763 | 67.3
Menorca | 6764 | 70
Menorca | 6765 | 64.2
Menorca | 6766 | 55
Menorca | 6767 | 47.7
Menorca | 6768 | 42.8
Menorca | 6769 | 39.3
Menorca | 6770 | 37.7
Menorca | 6771 | 36.8
Menorca | 6772 | 36.5
Menorca | 6773 | 37.8
Menorca | 6774 | 45
Menorca | 6775 | 56.5
Menorca | 6776 | 63.2
Menorca | 6777 | 68.3
Menorca | 6778 | 69.3
Menorca | 6779 | 68.3
Menorca | 6780 | 67.3
Menorca | 6781 | 63.8
Menorca | 6782 | 60
Menorca | 6783 | 57.8
Menorca | 6784 | 58.7
Menorca | 6785 | 61
Menorca | 6786 | 61.8
Menorca | 6787 | 65.8
Menorca | 6788 | 68
Menorca | 6789 | 61.8
Menorca | 6790 | 53.3
Menorca | 6791 | 46.7
Menorca | 6792 | 42
Menorca | 6793 | 38.8
Menorca | 6794 | 36.8
Menorca | 6795 | 36
Menorca | 6796 | 36
Menorca | 6797 | 37.5
Menorca | 6798 | 44.7
Menorca | 6799 | 57
Menorca | 6800 | 63.7
Menorca | 6801 | 67.7
Menorca | 6802 | 69.7
Menorca | 6803 | 69
Menorca | 6804 | 68.3
Menorca | 6805 | 65.7
Menorca | 6806 | 61.3
Menorca | 6807 | 58.5
Menorca | 6808 | 58.8
Menorca | 6809 | 61.2
Menorca | 6810 | 63.2
Menorca | 6811 | 68
Menorca | 6812 | 68.2
Menorca | 6813 | 62.3
Menorca | 6814 | 54.7
Menorca | 6815 | 48.5
Menorca | 6816 | 43.7
Menorca | 6817 | 39.8
Menorca | 6818 | 37.3
Menorca | 6819 | 36.7
Menorca | 6820 | 35.5
Menorca | 6821 | 36.7
Menorca | 6822 | 40.7
Menorca | 6823 | 46.7
Menorca | 6824 | 53.5
Menorca | 6825 | 60.8
Menorca | 6826 | 63.7
Menorca | 6827 | 62.3
Menorca | 6828 | 60.3
Menorca | 6829 | 58.7
Menorca | 6830 | 55.8
Menorca | 6831 | 53.3
Menorca | 6832 | 52.3
Menorca | 6833 | 53.8
Menorca | 6834 | 56.7
Menorca | 6835 | 62
Menorca | 6836 | 63.3
Menorca | 6837 | 59.2
Menorca | 6838 | 52.2
Menorca | 6839 | 47.2
Menorca | 6840 | 42.5
Menorca | 6841 | 38.7
Menorca | 6842 | 36.8
Menorca | 6843 | 35.5
Menorca | 6844 | 35
Menorca | 6845 | 35.7
Menorca | 6846 | 39
Menorca | 6847 | 43.5
Menorca | 6848 | 49.5
Menorca | 6849 | 57.3
Menorca | 6850 | 59.7
Menorca | 6851 | 59.3
Menorca | 6852 | 57.3
Menorca | 6853 | 56.3
Menorca | 6854 | 54.2
Menorca | 6855 | 51
Menorca | 6856 | 50.2
Menorca | 6857 | 52
Menorca | 6858 | 54.7
Menorca | 6859 | 61.2
Menorca | 6860 | 63.8
Menorca | 6861 | 59
Menorca | 6862 | 51.5
Menorca | 6863 | 45.7
Menorca | 6864 | 41
Menorca | 6865 | 37.8
Menorca | 6866 | 35.8
Menorca | 6867 | 35.2
Menorca | 6868 | 34.8
Menorca | 6869 | 36.5
Menorca | 6870 | 44.5
Menorca | 6871 | 57.5
Menorca | 6872 | 65
Menorca | 6873 | 69.7
Menorca | 6874 | 72
Menorca | 6875 | 71.5
Menorca | 6876 | 70.5
Menorca | 6877 | 67.3
Menorca | 6878 | 63.2
Menorca | 6879 | 60.8
Menorca | 6880 | 62.3
Menorca | 6881 | 64.5
Menorca | 6882 | 65.2
Menorca | 6883 | 69.5
Menorca | 6884 | 70
Menorca | 6885 | 63.7
Menorca | 6886 | 54.2
Menorca | 6887 | 47.5
Menorca | 6888 | 41.8
Menorca | 6889 | 38.3
Menorca | 6890 | 36.7
Menorca | 6891 | 35.7
Menorca | 6892 | 35.5
Menorca | 6893 | 37.2
Menorca | 6894 | 44.2
Menorca | 6895 | 56.3
Menorca | 6896 | 62.7
Menorca | 6897 | 66
Menorca | 6898 | 67.7
Menorca | 6899 | 66.8
Menorca | 6900 | 65.5
Menorca | 6901 | 62
Menorca | 6902 | 58
Menorca | 6903 | 55.8
Menorca | 6904 | 56.2
Menorca | 6905 | 57.3
Menorca | 6906 | 58.5
Menorca | 6907 | 63.2
Menorca | 6908 | 64
Menorca | 6909 | 59
Menorca | 6910 | 50.5
Menorca | 6911 | 43.8
Menorca | 6912 | 38.7
Menorca | 6913 | 35.2
Menorca | 6914 | 33.3
Menorca | 6915 | 33
Menorca | 6916 | 32.8
Menorca | 6917 | 34.2
Menorca | 6918 | 41.5
Menorca | 6919 | 53.8
Menorca | 6920 | 60.5
Menorca | 6921 | 64.3
Menorca | 6922 | 65.7
Menorca | 6923 | 64.8
Menorca | 6924 | 63.8
Menorca | 6925 | 60.7
Menorca | 6926 | 56.3
Menorca | 6927 | 54.3
Menorca | 6928 | 54.8
Menorca | 6929 | 56.8
Menorca | 6930 | 58.2
Menorca | 6931 | 63.3
Menorca | 6932 | 64.2
Menorca | 6933 | 58.8
Menorca | 6934 | 50.7
Menorca | 6935 | 44.5
Menorca | 6936 | 39.5
Menorca | 6937 | 36
Menorca | 6938 | 34.3
Menorca | 6939 | 33.7
Menorca | 6940 | 33.3
Menorca | 6941 | 35.2
Menorca | 6942 | 42.5
Menorca | 6943 | 54
Menorca | 6944 | 60.8
Menorca | 6945 | 63.8
Menorca | 6946 | 65.5
Menorca | 6947 | 64.5
Menorca | 6948 | 63.8
Menorca | 6949 | 60.8
Menorca | 6950 | 57.3
Menorca | 6951 | 54.8
Menorca | 6952 | 56.2
Menorca | 6953 | 57.7
Menorca | 6954 | 58
Menorca | 6955 | 63.7
Menorca | 6956 | 64.5
Menorca | 6957 | 59
Menorca | 6958 | 50.7
Menorca | 6959 | 44.5
Menorca | 6960 | 39.3
Menorca | 6961 | 36.3
Menorca | 6962 | 34.8
Menorca | 6963 | 33.7
Menorca | 6964 | 33.3
Menorca | 6965 | 35.2
Menorca | 6966 | 42.7
Menorca | 6967 | 54.7
Menorca | 6968 | 61.3
Menorca | 6969 | 65.2
Menorca | 6970 | 66.5
Menorca | 6971 | 65.5
Menorca | 6972 | 65.8
Menorca | 6973 | 63
Menorca | 6974 | 58.5
Menorca | 6975 | 56
Menorca | 6976 | 55.5
Menorca | 6977 | 58.2
Menorca | 6978 | 58.7
Menorca | 6979 | 64.2
Menorca | 6980 | 64.2
Menorca | 6981 | 59.3
Menorca | 6982 | 51.7
Menorca | 6983 | 46
Menorca | 6984 | 41.2
Menorca | 6985 | 37.3
Menorca | 6986 | 35.2
Menorca | 6987 | 34
Menorca | 6988 | 33.5
Menorca | 6989 | 34.2
Menorca | 6990 | 38.3
Menorca | 6991 | 44.8
Menorca | 6992 | 51.2
Menorca | 6993 | 58.5
Menorca | 6994 | 61
Menorca | 6995 | 59.7
Menorca | 6996 | 57.8
Menorca | 6997 | 56.2
Menorca | 6998 | 52.3
Menorca | 6999 | 49.7
Menorca | 7000 | 49.2
Menorca | 7001 | 50.3
Menorca | 7002 | 52.7
Menorca | 7003 | 57.8
Menorca | 7004 | 58.3
Menorca | 7005 | 54
Menorca | 7006 | 48
Menorca | 7007 | 43.7
Menorca | 7008 | 38.8
Menorca | 7009 | 35.5
Menorca | 7010 | 33.2
Menorca | 7011 | 32.2
Menorca | 7012 | 31.7
Menorca | 7013 | 32.5
Menorca | 7014 | 35.3
Menorca | 7015 | 40
Menorca | 7016 | 45.2
Menorca | 7017 | 51.7
Menorca | 7018 | 54.8
Menorca | 7019 | 54.7
Menorca | 7020 | 53.3
Menorca | 7021 | 51.5
Menorca | 7022 | 49.2
Menorca | 7023 | 47
Menorca | 7024 | 46.2
Menorca | 7025 | 46.5
Menorca | 7026 | 47.7
Menorca | 7027 | 54.5
Menorca | 7028 | 56.2
Menorca | 7029 | 52.7
Menorca | 7030 | 46.3
Menorca | 7031 | 40.5
Menorca | 7032 | 36
Menorca | 7033 | 33.8
Menorca | 7034 | 32
Menorca | 7035 | 31.2
Menorca | 7036 | 30.7
Menorca | 7037 | 32.5
Menorca | 7038 | 38.3
Menorca | 7039 | 50.8
Menorca | 7040 | 57.5
Menorca | 7041 | 61.7
Menorca | 7042 | 64.5
Menorca | 7043 | 64
Menorca | 7044 | 62.7
Menorca | 7045 | 59.7
Menorca | 7046 | 55.2
Menorca | 7047 | 52.7
Menorca | 7048 | 53
Menorca | 7049 | 54.8
Menorca | 7050 | 55.5
Menorca | 7051 | 60.7
Menorca | 7052 | 61.2
Menorca | 7053 | 55.8
Menorca | 7054 | 47
Menorca | 7055 | 40.5
Menorca | 7056 | 35.2
Menorca | 7057 | 33.3
Menorca | 7058 | 31.7
Menorca | 7059 | 31.2
Menorca | 7060 | 31
Menorca | 7061 | 32.5
Menorca | 7062 | 39.5
Menorca | 7063 | 51.8
Menorca | 7064 | 59.2
Menorca | 7065 | 62.5
Menorca | 7066 | 59.8
Menorca | 7067 | 62
Menorca | 7068 | 63
Menorca | 7069 | 60.2
Menorca | 7070 | 56.5
Menorca | 7071 | 54.3
Menorca | 7072 | 54.2
Menorca | 7073 | 56.2
Menorca | 7074 | 58
Menorca | 7075 | 62.5
Menorca | 7076 | 62.5
Menorca | 7077 | 57.2
Menorca | 7078 | 49.2
Menorca | 7079 | 42.7
Menorca | 7080 | 38.2
Menorca | 7081 | 34.8
Menorca | 7082 | 32.8
Menorca | 7083 | 32.3
Menorca | 7084 | 32
Menorca | 7085 | 33.3
Menorca | 7086 | 39.3
Menorca | 7087 | 50.7
Menorca | 7088 | 57.7
Menorca | 7089 | 60.5
Menorca | 7090 | 63.3
Menorca | 7091 | 62.2
Menorca | 7092 | 61.7
Menorca | 7093 | 58.7
Menorca | 7094 | 54.3
Menorca | 7095 | 51.7
Menorca | 7096 | 51.3
Menorca | 7097 | 52.3
Menorca | 7098 | 53
Menorca | 7099 | 58.2
Menorca | 7100 | 59.3
Menorca | 7101 | 54.7
Menorca | 7102 | 46.7
Menorca | 7103 | 39.5
Menorca | 7104 | 35.5
Menorca | 7105 | 32.7
Menorca | 7106 | 31.3
Menorca | 7107 | 30.8
Menorca | 7108 | 30.8
Menorca | 7109 | 32.3
Menorca | 7110 | 38.3
Menorca | 7111 | 50.3
Menorca | 7112 | 56.7
Menorca | 7113 | 59
Menorca | 7114 | 60.5
Menorca | 7115 | 59.8
Menorca | 7116 | 59.7
Menorca | 7117 | 57.7
Menorca | 7118 | 52.3
Menorca | 7119 | 49.8
Menorca | 7120 | 50.2
Menorca | 7121 | 51.5
Menorca | 7122 | 52.7
Menorca | 7123 | 58.3
Menorca | 7124 | 59.3
Menorca | 7125 | 55
Menorca | 7126 | 46.5
Menorca | 7127 | 40.3
Menorca | 7128 | 36.7
Menorca | 7129 | 33.8
Menorca | 7130 | 31.8
Menorca | 7131 | 31
Menorca | 7132 | 31.2
Menorca | 7133 | 32.7
Menorca | 7134 | 38.7
Menorca | 7135 | 49.8
Menorca | 7136 | 55.8
Menorca | 7137 | 58
Menorca | 7138 | 59.2
Menorca | 7139 | 58.3
Menorca | 7140 | 57.5
Menorca | 7141 | 55.3
Menorca | 7142 | 50.7
Menorca | 7143 | 47.7
Menorca | 7144 | 48.2
Menorca | 7145 | 49.2
Menorca | 7146 | 51
Menorca | 7147 | 56.8
Menorca | 7148 | 56.5
Menorca | 7149 | 52.2
Menorca | 7150 | 45.5
Menorca | 7151 | 40.5
Menorca | 7152 | 35.8
Menorca | 7153 | 33.5
Menorca | 7154 | 31.5
Menorca | 7155 | 30.7
Menorca | 7156 | 30.3
Menorca | 7157 | 31.3
Menorca | 7158 | 33.8
Menorca | 7159 | 39.3
Menorca | 7160 | 45.3
Menorca | 7161 | 52.2
Menorca | 7162 | 55
Menorca | 7163 | 53.8
Menorca | 7164 | 52
Menorca | 7165 | 50.3
Menorca | 7166 | 47.2
Menorca | 7167 | 44
Menorca | 7168 | 43.7
Menorca | 7169 | 44.3
Menorca | 7170 | 46
Menorca | 7171 | 51.2
Menorca | 7172 | 52
Menorca | 7173 | 48.7
Menorca | 7174 | 42.8
Menorca | 7175 | 38.3
Menorca | 7176 | 34.7
Menorca | 7177 | 32.2
Menorca | 7178 | 30
Menorca | 7179 | 29.2
Menorca | 7180 | 28.8
Menorca | 7181 | 28.7
Menorca | 7182 | 30.2
Menorca | 7183 | 32.7
Menorca | 7184 | 35.8
Menorca | 7185 | 43.3
Menorca | 7186 | 47.8
Menorca | 7187 | 48.2
Menorca | 7188 | 46.7
Menorca | 7189 | 44
Menorca | 7190 | 44.3
Menorca | 7191 | 43.2
Menorca | 7192 | 40.8
Menorca | 7193 | 39.7
Menorca | 7194 | 40.8
Menorca | 7195 | 46.5
Menorca | 7196 | 48.8
Menorca | 7197 | 48.5
Menorca | 7198 | 45.2
Menorca | 7199 | 39.3
Menorca | 7200 | 34.5
Menorca | 7201 | 31.5
Menorca | 7202 | 29.2
Menorca | 7203 | 28.2
Menorca | 7204 | 28
Menorca | 7205 | 28
Menorca | 7206 | 30.8
Menorca | 7207 | 36.8
Menorca | 7208 | 47.5
Menorca | 7209 | 54.2
Menorca | 7210 | 55.8
Menorca | 7211 | 55.7
Menorca | 7212 | 54.7
Menorca | 7213 | 53
Menorca | 7214 | 52.3
Menorca | 7215 | 49.3
Menorca | 7216 | 48
Menorca | 7217 | 48.7
Menorca | 7218 | 50.3
Menorca | 7219 | 54
Menorca | 7220 | 54.8
Menorca | 7221 | 53.7
Menorca | 7222 | 49.3
Menorca | 7223 | 42.7
Menorca | 7224 | 36.8
Menorca | 7225 | 33.5
Menorca | 7226 | 31.5
Menorca | 7227 | 30.2
Menorca | 7228 | 29.5
Menorca | 7229 | 29.7
Menorca | 7230 | 32
Menorca | 7231 | 37.8
Menorca | 7232 | 48
Menorca | 7233 | 54.2
Menorca | 7234 | 56
Menorca | 7235 | 56.5
Menorca | 7236 | 55.3
Menorca | 7237 | 54
Menorca | 7238 | 52
Menorca | 7239 | 50
Menorca | 7240 | 48.2
Menorca | 7241 | 48.7
Menorca | 7242 | 49.5
Menorca | 7243 | 53.7
Menorca | 7244 | 54.7
Menorca | 7245 | 53.7
Menorca | 7246 | 49.2
Menorca | 7247 | 42.5
Menorca | 7248 | 36.7
Menorca | 7249 | 32.8
Menorca | 7250 | 30.8
Menorca | 7251 | 29.7
Menorca | 7252 | 29
Menorca | 7253 | 29
Menorca | 7254 | 31.3
Menorca | 7255 | 37.3
Menorca | 7256 | 47
Menorca | 7257 | 53.5
Menorca | 7258 | 55
Menorca | 7259 | 55.5
Menorca | 7260 | 53.7
Menorca | 7261 | 53.2
Menorca | 7262 | 50.5
Menorca | 7263 | 47.3
Menorca | 7264 | 46.8
Menorca | 7265 | 46.7
Menorca | 7266 | 48.5
Menorca | 7267 | 52.2
Menorca | 7268 | 52.5
Menorca | 7269 | 51.3
Menorca | 7270 | 47.2
Menorca | 7271 | 41.2
Menorca | 7272 | 35.5
Menorca | 7273 | 32.5
Menorca | 7274 | 30.2
Menorca | 7275 | 28.7
Menorca | 7276 | 28
Menorca | 7277 | 28.3
Menorca | 7278 | 30.7
Menorca | 7279 | 35.7
Menorca | 7280 | 44.5
Menorca | 7281 | 51.7
Menorca | 7282 | 54.7
Menorca | 7283 | 55
Menorca | 7284 | 54.3
Menorca | 7285 | 53.3
Menorca | 7286 | 51.8
Menorca | 7287 | 48.2
Menorca | 7288 | 47
Menorca | 7289 | 46.7
Menorca | 7290 | 48.8
Menorca | 7291 | 52.5
Menorca | 7292 | 51.5
Menorca | 7293 | 49.7
Menorca | 7294 | 46.2
Menorca | 7295 | 41.3
Menorca | 7296 | 36.3
Menorca | 7297 | 33.5
Menorca | 7298 | 30.5
Menorca | 7299 | 28.5
Menorca | 7300 | 28.3
Menorca | 7301 | 27.7
Menorca | 7302 | 28.5
Menorca | 7303 | 31.5
Menorca | 7304 | 34.3
Menorca | 7305 | 39.8
Menorca | 7306 | 44.7
Menorca | 7307 | 46
Menorca | 7308 | 45.2
Menorca | 7309 | 42.7
Menorca | 7310 | 42.2
Menorca | 7311 | 40.2
Menorca | 7312 | 37.5
Menorca | 7313 | 37.7
Menorca | 7314 | 38.5
Menorca | 7315 | 43.8
Menorca | 7316 | 44.8
Menorca | 7317 | 44.5
Menorca | 7318 | 42.3
Menorca | 7319 | 38.8
Menorca | 7320 | 34.7
Menorca | 7321 | 31.7
Menorca | 7322 | 28.8
Menorca | 7323 | 27.7
Menorca | 7324 | 27
Menorca | 7325 | 27
Menorca | 7326 | 28
Menorca | 7327 | 31.3
Menorca | 7328 | 33.8
Menorca | 7329 | 40.5
Menorca | 7330 | 45.5
Menorca | 7331 | 47.3
Menorca | 7332 | 45.8
Menorca | 7333 | 44
Menorca | 7334 | 43.3
Menorca | 7335 | 41.3
Menorca | 7336 | 39.5
Menorca | 7337 | 38.5
Menorca | 7338 | 39.3
Menorca | 7339 | 44.3
Menorca | 7340 | 45.7
Menorca | 7341 | 44.8
Menorca | 7342 | 41.5
Menorca | 7343 | 37.3
Menorca | 7344 | 34.8
Menorca | 7345 | 32
Menorca | 7346 | 29.5
Menorca | 7347 | 27.7
Menorca | 7348 | 26.8
Menorca | 7349 | 26.8
Menorca | 7350 | 27.5
Menorca | 7351 | 29.2
Menorca | 7352 | 30.7
Menorca | 7353 | 36
Menorca | 7354 | 39.8
Menorca | 7355 | 41.2
Menorca | 7356 | 40.8
Menorca | 7357 | 38.8
Menorca | 7358 | 40.5
Menorca | 7359 | 38.8
Menorca | 7360 | 35.8
Menorca | 7361 | 34.3
Menorca | 7362 | 35.2
Menorca | 7363 | 39.5
Menorca | 7364 | 41.2
Menorca | 7365 | 41.7
Menorca | 7366 | 39.2
Menorca | 7367 | 35.3
Menorca | 7368 | 31.5
Menorca | 7369 | 28.7
Menorca | 7370 | 26.2
Menorca | 7371 | 25.3
Menorca | 7372 | 24.8
Menorca | 7373 | 24.9
Menorca | 7374 | 26.7
Menorca | 7375 | 32.7
Menorca | 7376 | 41
Menorca | 7377 | 47.7
Menorca | 7378 | 49.7
Menorca | 7379 | 49.7
Menorca | 7380 | 49.7
Menorca | 7381 | 48.3
Menorca | 7382 | 48
Menorca | 7383 | 44.7
Menorca | 7384 | 43.7
Menorca | 7385 | 43.8
Menorca | 7386 | 45.8
Menorca | 7387 | 48.5
Menorca | 7388 | 48.8
Menorca | 7389 | 49
Menorca | 7390 | 45.5
Menorca | 7391 | 39.3
Menorca | 7392 | 34.7
Menorca | 7393 | 31.2
Menorca | 7394 | 28.3
Menorca | 7395 | 27.5
Menorca | 7396 | 26.8
Menorca | 7397 | 26.7
Menorca | 7398 | 28
Menorca | 7399 | 34
Menorca | 7400 | 43.3
Menorca | 7401 | 48.2
Menorca | 7402 | 50
Menorca | 7403 | 50.7
Menorca | 7404 | 49.7
Menorca | 7405 | 48.2
Menorca | 7406 | 46.8
Menorca | 7407 | 44.2
Menorca | 7408 | 41.8
Menorca | 7409 | 42.5
Menorca | 7410 | 44.2
Menorca | 7411 | 47.3
Menorca | 7412 | 48.2
Menorca | 7413 | 48.2
Menorca | 7414 | 44.3
Menorca | 7415 | 38.5
Menorca | 7416 | 33.2
Menorca | 7417 | 29.5
Menorca | 7418 | 27.3
Menorca | 7419 | 25.9
Menorca | 7420 | 25.4
Menorca | 7421 | 25.5
Menorca | 7422 | 26.7
Menorca | 7423 | 32.5
Menorca | 7424 | 42.3
Menorca | 7425 | 48
Menorca | 7426 | 49.5
Menorca | 7427 | 49
Menorca | 7428 | 47.7
Menorca | 7429 | 46.5
Menorca | 7430 | 46
Menorca | 7431 | 43.5
Menorca | 7432 | 42.5
Menorca | 7433 | 43
Menorca | 7434 | 44
Menorca | 7435 | 48.2
Menorca | 7436 | 49
Menorca | 7437 | 49.2
Menorca | 7438 | 45.7
Menorca | 7439 | 39.2
Menorca | 7440 | 34
Menorca | 7441 | 30
Menorca | 7442 | 27.5
Menorca | 7443 | 26.5
Menorca | 7444 | 25.8
Menorca | 7445 | 26
Menorca | 7446 | 27.7
Menorca | 7447 | 33.3
Menorca | 7448 | 43.2
Menorca | 7449 | 49
Menorca | 7450 | 49
Menorca | 7451 | 49.3
Menorca | 7452 | 48.5
Menorca | 7453 | 48.2
Menorca | 7454 | 45.8
Menorca | 7455 | 43
Menorca | 7456 | 43.2
Menorca | 7457 | 43.7
Menorca | 7458 | 45.7
Menorca | 7459 | 49
Menorca | 7460 | 49.2
Menorca | 7461 | 49.5
Menorca | 7462 | 46
Menorca | 7463 | 39.7
Menorca | 7464 | 34.3
Menorca | 7465 | 30.3
Menorca | 7466 | 28
Menorca | 7467 | 26
Menorca | 7468 | 25.8
Menorca | 7469 | 26
Menorca | 7470 | 27
Menorca | 7471 | 32.8
Menorca | 7472 | 42.7
Menorca | 7473 | 48.2
Menorca | 7474 | 50.5
Menorca | 7475 | 50.8
Menorca | 7476 | 49.5
Menorca | 7477 | 48.3
Menorca | 7478 | 46.3
Menorca | 7479 | 43.2
Menorca | 7480 | 41.8
Menorca | 7481 | 41.7
Menorca | 7482 | 44
Menorca | 7483 | 48.2
Menorca | 7484 | 48.7
Menorca | 7485 | 49.2
Menorca | 7486 | 45.7
Menorca | 7487 | 40
Menorca | 7488 | 35.3
Menorca | 7489 | 31
Menorca | 7490 | 27.8
Menorca | 7491 | 26.5
Menorca | 7492 | 25.5
Menorca | 7493 | 25
Menorca | 7494 | 26
Menorca | 7495 | 29.3
Menorca | 7496 | 33.2
Menorca | 7497 | 40.2
Menorca | 7498 | 45.5
Menorca | 7499 | 46.3
Menorca | 7500 | 44.5
Menorca | 7501 | 42
Menorca | 7502 | 42.2
Menorca | 7503 | 40.3
Menorca | 7504 | 38.3
Menorca | 7505 | 37
Menorca | 7506 | 39.2
Menorca | 7507 | 44
Menorca | 7508 | 45.2
Menorca | 7509 | 45.7
Menorca | 7510 | 43.2
Menorca | 7511 | 39
Menorca | 7512 | 34.5
Menorca | 7513 | 30.8
Menorca | 7514 | 28
Menorca | 7515 | 26
Menorca | 7516 | 25.3
Menorca | 7517 | 24.8
Menorca | 7518 | 25.5
Menorca | 7519 | 27.3
Menorca | 7520 | 29.8
Menorca | 7521 | 36
Menorca | 7522 | 43.7
Menorca | 7523 | 47
Menorca | 7524 | 48.2
Menorca | 7525 | 48.5
Menorca | 7526 | 49.3
Menorca | 7527 | 47.2
Menorca | 7528 | 43.5
Menorca | 7529 | 41.3
Menorca | 7530 | 42.2
Menorca | 7531 | 45.8
Menorca | 7532 | 47.7
Menorca | 7533 | 49.2
Menorca | 7534 | 46
Menorca | 7535 | 41.5
Menorca | 7536 | 35.8
Menorca | 7537 | 32
Menorca | 7538 | 28.8
Menorca | 7539 | 27.8
Menorca | 7540 | 27.5
Menorca | 7541 | 27.3
Menorca | 7542 | 28.5
Menorca | 7543 | 34.8
Menorca | 7544 | 45.2
Menorca | 7545 | 52.2
Menorca | 7546 | 55.3
Menorca | 7547 | 57.5
Menorca | 7548 | 57.5
Menorca | 7549 | 56.7
Menorca | 7550 | 55.7
Menorca | 7551 | 52.5
Menorca | 7552 | 51.5
Menorca | 7553 | 51.2
Menorca | 7554 | 53.7
Menorca | 7555 | 55.3
Menorca | 7556 | 56.8
Menorca | 7557 | 57.3
Menorca | 7558 | 53.3
Menorca | 7559 | 46.5
Menorca | 7560 | 38.2
Menorca | 7561 | 32.5
Menorca | 7562 | 29.5
Menorca | 7563 | 27.8
Menorca | 7564 | 27.2
Menorca | 7565 | 27
Menorca | 7566 | 28.5
Menorca | 7567 | 35.3
Menorca | 7568 | 47
Menorca | 7569 | 54.2
Menorca | 7570 | 55.3
Menorca | 7571 | 55.2
Menorca | 7572 | 54.8
Menorca | 7573 | 53.3
Menorca | 7574 | 51.2
Menorca | 7575 | 48
Menorca | 7576 | 47.3
Menorca | 7577 | 47.2
Menorca | 7578 | 50.5
Menorca | 7579 | 54.2
Menorca | 7580 | 56
Menorca | 7581 | 57.7
Menorca | 7582 | 53.5
Menorca | 7583 | 46.2
Menorca | 7584 | 38.7
Menorca | 7585 | 32.5
Menorca | 7586 | 29.8
Menorca | 7587 | 28.5
Menorca | 7588 | 27.2
Menorca | 7589 | 27.2
Menorca | 7590 | 28.8
Menorca | 7591 | 35.7
Menorca | 7592 | 47.7
Menorca | 7593 | 54.5
Menorca | 7594 | 56.7
Menorca | 7595 | 57.3
Menorca | 7596 | 58
Menorca | 7597 | 58.2
Menorca | 7598 | 57.2
Menorca | 7599 | 54.7
Menorca | 7600 | 53.5
Menorca | 7601 | 53.7
Menorca | 7602 | 55.5
Menorca | 7603 | 57.2
Menorca | 7604 | 58
Menorca | 7605 | 58.3
Menorca | 7606 | 54.8
Menorca | 7607 | 47.5
Menorca | 7608 | 40.2
Menorca | 7609 | 33.8
Menorca | 7610 | 30
Menorca | 7611 | 28.5
Menorca | 7612 | 27.5
Menorca | 7613 | 27.7
Menorca | 7614 | 29.2
Menorca | 7615 | 36.3
Menorca | 7616 | 47.8
Menorca | 7617 | 54.8
Menorca | 7618 | 56.5
Menorca | 7619 | 57
Menorca | 7620 | 55.7
Menorca | 7621 | 56.3
Menorca | 7622 | 54.2
Menorca | 7623 | 51.7
Menorca | 7624 | 52
Menorca | 7625 | 52.2
Menorca | 7626 | 54.7
Menorca | 7627 | 57.7
Menorca | 7628 | 58.5
Menorca | 7629 | 58.8
Menorca | 7630 | 55.5
Menorca | 7631 | 48
Menorca | 7632 | 41
Menorca | 7633 | 35
Menorca | 7634 | 31.2
Menorca | 7635 | 29.5
Menorca | 7636 | 28.7
Menorca | 7637 | 28.2
Menorca | 7638 | 30.2
Menorca | 7639 | 37.3
Menorca | 7640 | 48.5
Menorca | 7641 | 55.7
Menorca | 7642 | 57.2
Menorca | 7643 | 57.5
Menorca | 7644 | 56.2
Menorca | 7645 | 54.7
Menorca | 7646 | 52.3
Menorca | 7647 | 49.7
Menorca | 7648 | 48.7
Menorca | 7649 | 48.3
Menorca | 7650 | 51.5
Menorca | 7651 | 56
Menorca | 7652 | 57.3
Menorca | 7653 | 57
Menorca | 7654 | 54.3
Menorca | 7655 | 49.3
Menorca | 7656 | 42.5
Menorca | 7657 | 36.5
Menorca | 7658 | 32.3
Menorca | 7659 | 30.3
Menorca | 7660 | 29.2
Menorca | 7661 | 28.3
Menorca | 7662 | 30
Menorca | 7663 | 32.8
Menorca | 7664 | 37.5
Menorca | 7665 | 43.8
Menorca | 7666 | 50.8
Menorca | 7667 | 53.8
Menorca | 7668 | 53.3
Menorca | 7669 | 50.8
Menorca | 7670 | 52
Menorca | 7671 | 52.3
Menorca | 7672 | 50.3
Menorca | 7673 | 48.3
Menorca | 7674 | 49.7
Menorca | 7675 | 54
Menorca | 7676 | 53.8
Menorca | 7677 | 54.3
Menorca | 7678 | 51.5
Menorca | 7679 | 46.7
Menorca | 7680 | 41.5
Menorca | 7681 | 36.5
Menorca | 7682 | 32
Menorca | 7683 | 29.8
Menorca | 7684 | 28.3
Menorca | 7685 | 27.7
Menorca | 7686 | 28.3
Menorca | 7687 | 30
Menorca | 7688 | 32.8
Menorca | 7689 | 38.7
Menorca | 7690 | 44.2
Menorca | 7691 | 48
Menorca | 7692 | 47
Menorca | 7693 | 44.5
Menorca | 7694 | 44.5
Menorca | 7695 | 43.7
Menorca | 7696 | 41.8
Menorca | 7697 | 41.5
Menorca | 7698 | 44.3
Menorca | 7699 | 49.2
Menorca | 7700 | 52
Menorca | 7701 | 53.5
Menorca | 7702 | 51.7
Menorca | 7703 | 45.3
Menorca | 7704 | 38.2
Menorca | 7705 | 32.8
Menorca | 7706 | 29.5
Menorca | 7707 | 27.7
Menorca | 7708 | 27.3
Menorca | 7709 | 27.3
Menorca | 7710 | 29.3
Menorca | 7711 | 36.5
Menorca | 7712 | 47.8
Menorca | 7713 | 55
Menorca | 7714 | 59.2
Menorca | 7715 | 59.8
Menorca | 7716 | 59.7
Menorca | 7717 | 58.3
Menorca | 7718 | 58.5
Menorca | 7719 | 56.7
Menorca | 7720 | 57
Menorca | 7721 | 57.7
Menorca | 7722 | 59
Menorca | 7723 | 61.5
Menorca | 7724 | 62.8
Menorca | 7725 | 63.8
Menorca | 7726 | 60.2
Menorca | 7727 | 51.3
Menorca | 7728 | 42.3
Menorca | 7729 | 35.2
Menorca | 7730 | 31
Menorca | 7731 | 29.8
Menorca | 7732 | 28.5
Menorca | 7733 | 28.7
Menorca | 7734 | 30.3
Menorca | 7735 | 37.8
Menorca | 7736 | 50.5
Menorca | 7737 | 57.7
Menorca | 7738 | 59
Menorca | 7739 | 59.2
Menorca | 7740 | 58.2
Menorca | 7741 | 55.3
Menorca | 7742 | 54.5
Menorca | 7743 | 51.5
Menorca | 7744 | 51.3
Menorca | 7745 | 52.2
Menorca | 7746 | 55.3
Menorca | 7747 | 59.2
Menorca | 7748 | 60.7
Menorca | 7749 | 62.8
Menorca | 7750 | 59.7
Menorca | 7751 | 51.5
Menorca | 7752 | 42.7
Menorca | 7753 | 35.7
Menorca | 7754 | 31.8
Menorca | 7755 | 29.5
Menorca | 7756 | 28.8
Menorca | 7757 | 28.5
Menorca | 7758 | 31
Menorca | 7759 | 38.3
Menorca | 7760 | 51.2
Menorca | 7761 | 58
Menorca | 7762 | 59.5
Menorca | 7763 | 59.2
Menorca | 7764 | 57.3
Menorca | 7765 | 57.3
Menorca | 7766 | 55.7
Menorca | 7767 | 54.5
Menorca | 7768 | 54.7
Menorca | 7769 | 56.2
Menorca | 7770 | 58.7
Menorca | 7771 | 61.2
Menorca | 7772 | 62.7
Menorca | 7773 | 63
Menorca | 7774 | 59.8
Menorca | 7775 | 52
Menorca | 7776 | 43
Menorca | 7777 | 36.2
Menorca | 7778 | 32
Menorca | 7779 | 30.2
Menorca | 7780 | 28.7
Menorca | 7781 | 28.8
Menorca | 7782 | 30.8
Menorca | 7783 | 38
Menorca | 7784 | 50.8
Menorca | 7785 | 56.8
Menorca | 7786 | 57.3
Menorca | 7787 | 56.8
Menorca | 7788 | 55.2
Menorca | 7789 | 53.5
Menorca | 7790 | 52
Menorca | 7791 | 51.7
Menorca | 7792 | 50.3
Menorca | 7793 | 51.7
Menorca | 7794 | 55.2
Menorca | 7795 | 58.7
Menorca | 7796 | 60.5
Menorca | 7797 | 61.5
Menorca | 7798 | 58.7
Menorca | 7799 | 51.5
Menorca | 7800 | 43
Menorca | 7801 | 36.7
Menorca | 7802 | 32.7
Menorca | 7803 | 30.7
Menorca | 7804 | 29.2
Menorca | 7805 | 29.8
Menorca | 7806 | 31
Menorca | 7807 | 38.8
Menorca | 7808 | 50.8
Menorca | 7809 | 57.3
Menorca | 7810 | 59.2
Menorca | 7811 | 60.2
Menorca | 7812 | 60.3
Menorca | 7813 | 58.3
Menorca | 7814 | 56.7
Menorca | 7815 | 54.5
Menorca | 7816 | 52.3
Menorca | 7817 | 52.2
Menorca | 7818 | 55
Menorca | 7819 | 57.7
Menorca | 7820 | 58.3
Menorca | 7821 | 58.5
Menorca | 7822 | 54.8
Menorca | 7823 | 49.3
Menorca | 7824 | 43.2
Menorca | 7825 | 37.5
Menorca | 7826 | 34
Menorca | 7827 | 31.5
Menorca | 7828 | 29.2
Menorca | 7829 | 28.5
Menorca | 7830 | 28.8
Menorca | 7831 | 32.3
Menorca | 7832 | 36.7
Menorca | 7833 | 43.2
Menorca | 7834 | 49.7
Menorca | 7835 | 51.8
Menorca | 7836 | 52.2
Menorca | 7837 | 50.7
Menorca | 7838 | 49.5
Menorca | 7839 | 48.5
Menorca | 7840 | 47.7
Menorca | 7841 | 46.3
Menorca | 7842 | 47.7
Menorca | 7843 | 51.3
Menorca | 7844 | 52
Menorca | 7845 | 52.8
Menorca | 7846 | 49.8
Menorca | 7847 | 45.3
Menorca | 7848 | 40.3
Menorca | 7849 | 35.3
Menorca | 7850 | 31.5
Menorca | 7851 | 28.8
Menorca | 7852 | 27.7
Menorca | 7853 | 27.3
Menorca | 7854 | 27.8
Menorca | 7855 | 30
Menorca | 7856 | 32.8
Menorca | 7857 | 37.8
Menorca | 7858 | 43.7
Menorca | 7859 | 46.2
Menorca | 7860 | 44.3
Menorca | 7861 | 41.5
Menorca | 7862 | 41.7
Menorca | 7863 | 41.7
Menorca | 7864 | 39.8
Menorca | 7865 | 39.5
Menorca | 7866 | 42.7
Menorca | 7867 | 47.8
Menorca | 7868 | 50.8
Menorca | 7869 | 52
Menorca | 7870 | 50.3
Menorca | 7871 | 44.7
Menorca | 7872 | 37.5
Menorca | 7873 | 32.7
Menorca | 7874 | 29.2
Menorca | 7875 | 27.3
Menorca | 7876 | 26.7
Menorca | 7877 | 26.7
Menorca | 7878 | 28.8
Menorca | 7879 | 36.2
Menorca | 7880 | 48.7
Menorca | 7881 | 54.3
Menorca | 7882 | 55.3
Menorca | 7883 | 55.2
Menorca | 7884 | 54.2
Menorca | 7885 | 52.5
Menorca | 7886 | 50.5
Menorca | 7887 | 48.2
Menorca | 7888 | 47.7
Menorca | 7889 | 48.7
Menorca | 7890 | 52.3
Menorca | 7891 | 56.3
Menorca | 7892 | 57.5
Menorca | 7893 | 58.7
Menorca | 7894 | 56
Menorca | 7895 | 48.3
Menorca | 7896 | 40.5
Menorca | 7897 | 34.2
Menorca | 7898 | 31
Menorca | 7899 | 28.7
Menorca | 7900 | 28.3
Menorca | 7901 | 28.2
Menorca | 7902 | 30
Menorca | 7903 | 37
Menorca | 7904 | 49.2
Menorca | 7905 | 55.3
Menorca | 7906 | 56.2
Menorca | 7907 | 56
Menorca | 7908 | 54.2
Menorca | 7909 | 53
Menorca | 7910 | 51.3
Menorca | 7911 | 48.8
Menorca | 7912 | 47.3
Menorca | 7913 | 47.8
Menorca | 7914 | 51.5
Menorca | 7915 | 55.8
Menorca | 7916 | 57.2
Menorca | 7917 | 59
Menorca | 7918 | 55.5
Menorca | 7919 | 48
Menorca | 7920 | 40.5
Menorca | 7921 | 34.5
Menorca | 7922 | 31.2
Menorca | 7923 | 29
Menorca | 7924 | 28.2
Menorca | 7925 | 28.5
Menorca | 7926 | 30.3
Menorca | 7927 | 37.2
Menorca | 7928 | 48.7
Menorca | 7929 | 54
Menorca | 7930 | 54.5
Menorca | 7931 | 53.2
Menorca | 7932 | 51.2
Menorca | 7933 | 50.3
Menorca | 7934 | 49
Menorca | 7935 | 45.8
Menorca | 7936 | 45
Menorca | 7937 | 45.2
Menorca | 7938 | 49.5
Menorca | 7939 | 51.7
Menorca | 7940 | 54.7
Menorca | 7941 | 56
Menorca | 7942 | 52.5
Menorca | 7943 | 46.2
Menorca | 7944 | 38.5
Menorca | 7945 | 33.3
Menorca | 7946 | 29.8
Menorca | 7947 | 28.2
Menorca | 7948 | 27.3
Menorca | 7949 | 27.2
Menorca | 7950 | 29
Menorca | 7951 | 36
Menorca | 7952 | 48
Menorca | 7953 | 53
Menorca | 7954 | 53
Menorca | 7955 | 53
Menorca | 7956 | 51.8
Menorca | 7957 | 49.8
Menorca | 7958 | 48.3
Menorca | 7959 | 45.3
Menorca | 7960 | 44.3
Menorca | 7961 | 45.3
Menorca | 7962 | 49.8
Menorca | 7963 | 53.3
Menorca | 7964 | 54.3
Menorca | 7965 | 55
Menorca | 7966 | 52.3
Menorca | 7967 | 45.7
Menorca | 7968 | 39
Menorca | 7969 | 33.7
Menorca | 7970 | 30.3
Menorca | 7971 | 28.3
Menorca | 7972 | 27.2
Menorca | 7973 | 27.3
Menorca | 7974 | 28.8
Menorca | 7975 | 36
Menorca | 7976 | 47.2
Menorca | 7977 | 52.5
Menorca | 7978 | 53.2
Menorca | 7979 | 52.3
Menorca | 7980 | 50.2
Menorca | 7981 | 49
Menorca | 7982 | 47.7
Menorca | 7983 | 45.8
Menorca | 7984 | 44.2
Menorca | 7985 | 45
Menorca | 7986 | 48.5
Menorca | 7987 | 51.8
Menorca | 7988 | 52.5
Menorca | 7989 | 53
Menorca | 7990 | 50.3
Menorca | 7991 | 45.5
Menorca | 7992 | 39.3
Menorca | 7993 | 34.3
Menorca | 7994 | 30.7
Menorca | 7995 | 28.8
Menorca | 7996 | 27.5
Menorca | 7997 | 27.3
Menorca | 7998 | 28.5
Menorca | 7999 | 32.5
Menorca | 8000 | 37
Menorca | 8001 | 43.3
Menorca | 8002 | 48.3
Menorca | 8003 | 49.8
Menorca | 8004 | 47.5
Menorca | 8005 | 44.8
Menorca | 8006 | 44.3
Menorca | 8007 | 43.5
Menorca | 8008 | 41.8
Menorca | 8009 | 40.8
Menorca | 8010 | 44
Menorca | 8011 | 48.3
Menorca | 8012 | 49.2
Menorca | 8013 | 48.8
Menorca | 8014 | 46.3
Menorca | 8015 | 42.5
Menorca | 8016 | 37.8
Menorca | 8017 | 33.2
Menorca | 8018 | 30.7
Menorca | 8019 | 27.8
Menorca | 8020 | 27
Menorca | 8021 | 26.5
Menorca | 8022 | 26.7
Menorca | 8023 | 29.2
Menorca | 8024 | 32
Menorca | 8025 | 36.2
Menorca | 8026 | 42
Menorca | 8027 | 44.5
Menorca | 8028 | 43.2
Menorca | 8029 | 40.3
Menorca | 8030 | 41
Menorca | 8031 | 40.5
Menorca | 8032 | 37.8
Menorca | 8033 | 37.2
Menorca | 8034 | 40.3
Menorca | 8035 | 45
Menorca | 8036 | 47.3
Menorca | 8037 | 49.2
Menorca | 8038 | 46.5
Menorca | 8039 | 41
Menorca | 8040 | 36
Menorca | 8041 | 31.7
Menorca | 8042 | 28.3
Menorca | 8043 | 26.3
Menorca | 8044 | 26
Menorca | 8045 | 26.2
Menorca | 8046 | 28
Menorca | 8047 | 34.8
Menorca | 8048 | 46.7
Menorca | 8049 | 53.7
Menorca | 8050 | 55.5
Menorca | 8051 | 55
Menorca | 8052 | 53
Menorca | 8053 | 52.3
Menorca | 8054 | 51.7
Menorca | 8055 | 48.8
Menorca | 8056 | 48
Menorca | 8057 | 48.7
Menorca | 8058 | 52.7
Menorca | 8059 | 54.8
Menorca | 8060 | 56.5
Menorca | 8061 | 57.2
Menorca | 8062 | 53.8
Menorca | 8063 | 46.5
Menorca | 8064 | 38.8
Menorca | 8065 | 33.7
Menorca | 8066 | 30.2
Menorca | 8067 | 28.5
Menorca | 8068 | 27.7
Menorca | 8069 | 27.2
Menorca | 8070 | 29
Menorca | 8071 | 36.3
Menorca | 8072 | 48.8
Menorca | 8073 | 56
Menorca | 8074 | 58
Menorca | 8075 | 57.5
Menorca | 8076 | 55.3
Menorca | 8077 | 54.2
Menorca | 8078 | 51.8
Menorca | 8079 | 50.7
Menorca | 8080 | 50.2
Menorca | 8081 | 50.3
Menorca | 8082 | 54.2
Menorca | 8083 | 56.5
Menorca | 8084 | 57.3
Menorca | 8085 | 57.7
Menorca | 8086 | 54.2
Menorca | 8087 | 46.8
Menorca | 8088 | 39.3
Menorca | 8089 | 33.8
Menorca | 8090 | 30.7
Menorca | 8091 | 28.5
Menorca | 8092 | 27.7
Menorca | 8093 | 27.7
Menorca | 8094 | 29.5
Menorca | 8095 | 35.8
Menorca | 8096 | 47.3
Menorca | 8097 | 54.2
Menorca | 8098 | 56.3
Menorca | 8099 | 58.5
Menorca | 8100 | 59
Menorca | 8101 | 59.2
Menorca | 8102 | 58
Menorca | 8103 | 55.7
Menorca | 8104 | 53.8
Menorca | 8105 | 51.7
Menorca | 8106 | 53.7
Menorca | 8107 | 56
Menorca | 8108 | 56.7
Menorca | 8109 | 58
Menorca | 8110 | 54.5
Menorca | 8111 | 47.8
Menorca | 8112 | 40.2
Menorca | 8113 | 34.7
Menorca | 8114 | 31.7
Menorca | 8115 | 29.5
Menorca | 8116 | 28.7
Menorca | 8117 | 28.5
Menorca | 8118 | 30.7
Menorca | 8119 | 37.3
Menorca | 8120 | 49.8
Menorca | 8121 | 56.2
Menorca | 8122 | 56.7
Menorca | 8123 | 55.7
Menorca | 8124 | 54.5
Menorca | 8125 | 52.7
Menorca | 8126 | 51.2
Menorca | 8127 | 48.8
Menorca | 8128 | 48.3
Menorca | 8129 | 48.7
Menorca | 8130 | 52.7
Menorca | 8131 | 55.2
Menorca | 8132 | 56.2
Menorca | 8133 | 56.8
Menorca | 8134 | 54.5
Menorca | 8135 | 49
Menorca | 8136 | 42.3
Menorca | 8137 | 36.8
Menorca | 8138 | 33
Menorca | 8139 | 30.3
Menorca | 8140 | 29.3
Menorca | 8141 | 28.8
Menorca | 8142 | 30
Menorca | 8143 | 32.2
Menorca | 8144 | 36
Menorca | 8145 | 41.3
Menorca | 8146 | 46.7
Menorca | 8147 | 49.2
Menorca | 8148 | 47.3
Menorca | 8149 | 45.5
Menorca | 8150 | 44.5
Menorca | 8151 | 43.8
Menorca | 8152 | 41.7
Menorca | 8153 | 41
Menorca | 8154 | 44.5
Menorca | 8155 | 48.7
Menorca | 8156 | 50.5
Menorca | 8157 | 51.3
Menorca | 8158 | 49.5
Menorca | 8159 | 45.5
Menorca | 8160 | 39.3
Menorca | 8161 | 35
Menorca | 8162 | 31.3
Menorca | 8163 | 28.8
Menorca | 8164 | 27.3
Menorca | 8165 | 27.2
Menorca | 8166 | 28.5
Menorca | 8167 | 32
Menorca | 8168 | 36.2
Menorca | 8169 | 42.5
Menorca | 8170 | 48.3
Menorca | 8171 | 49.8
Menorca | 8172 | 48
Menorca | 8173 | 45.8
Menorca | 8174 | 45.5
Menorca | 8175 | 44.3
Menorca | 8176 | 42.7
Menorca | 8177 | 42.7
Menorca | 8178 | 45.8
Menorca | 8179 | 49.7
Menorca | 8180 | 51.2
Menorca | 8181 | 52.2
Menorca | 8182 | 50
Menorca | 8183 | 45.7
Menorca | 8184 | 40.7
Menorca | 8185 | 35.7
Menorca | 8186 | 32.3
Menorca | 8187 | 29.5
Menorca | 8188 | 28.2
Menorca | 8189 | 28
Menorca | 8190 | 28.5
Menorca | 8191 | 30.3
Menorca | 8192 | 33.5
Menorca | 8193 | 37.8
Menorca | 8194 | 44
Menorca | 8195 | 46.2
Menorca | 8196 | 45
Menorca | 8197 | 42.5
Menorca | 8198 | 42.3
Menorca | 8199 | 42.2
Menorca | 8200 | 40.2
Menorca | 8201 | 39.8
Menorca | 8202 | 43.2
Menorca | 8203 | 48.7
Menorca | 8204 | 51
Menorca | 8205 | 52.3
Menorca | 8206 | 50.8
Menorca | 8207 | 45.2
Menorca | 8208 | 38.3
Menorca | 8209 | 33
Menorca | 8210 | 29.8
Menorca | 8211 | 28.2
Menorca | 8212 | 27.2
Menorca | 8213 | 27.3
Menorca | 8214 | 29
Menorca | 8215 | 35.7
Menorca | 8216 | 48.8
Menorca | 8217 | 56
Menorca | 8218 | 56.5
Menorca | 8219 | 57.5
Menorca | 8220 | 55.7
Menorca | 8221 | 53.7
Menorca | 8222 | 53.3
Menorca | 8223 | 51
Menorca | 8224 | 50.5
Menorca | 8225 | 51
Menorca | 8226 | 55
Menorca | 8227 | 58.3
Menorca | 8228 | 59.2
Menorca | 8229 | 61.3
Menorca | 8230 | 58.3
Menorca | 8231 | 50.5
Menorca | 8232 | 41.5
Menorca | 8233 | 35.2
Menorca | 8234 | 31.5
Menorca | 8235 | 29.7
Menorca | 8236 | 29
Menorca | 8237 | 28.5
Menorca | 8238 | 30.3
Menorca | 8239 | 38.3
Menorca | 8240 | 51.2
Menorca | 8241 | 58.7
Menorca | 8242 | 59.5
Menorca | 8243 | 59.2
Menorca | 8244 | 58
Menorca | 8245 | 56.3
Menorca | 8246 | 54.3
Menorca | 8247 | 52
Menorca | 8248 | 51.2
Menorca | 8249 | 52.8
Menorca | 8250 | 56.5
Menorca | 8251 | 59.7
Menorca | 8252 | 61.3
Menorca | 8253 | 62.2
Menorca | 8254 | 58.5
Menorca | 8255 | 51
Menorca | 8256 | 42.7
Menorca | 8257 | 35.7
Menorca | 8258 | 31.8
Menorca | 8259 | 29.5
Menorca | 8260 | 28.8
Menorca | 8261 | 29
Menorca | 8262 | 30.5
Menorca | 8263 | 38.2
Menorca | 8264 | 52
Menorca | 8265 | 59
Menorca | 8266 | 60.2
Menorca | 8267 | 59.2
Menorca | 8268 | 56.5
Menorca | 8269 | 54.8
Menorca | 8270 | 52.7
Menorca | 8271 | 51
Menorca | 8272 | 52
Menorca | 8273 | 53.5
Menorca | 8274 | 57
Menorca | 8275 | 59.7
Menorca | 8276 | 61.7
Menorca | 8277 | 63.3
Menorca | 8278 | 60
Menorca | 8279 | 52
Menorca | 8280 | 43
Menorca | 8281 | 36
Menorca | 8282 | 32.5
Menorca | 8283 | 30.2
Menorca | 8284 | 29
Menorca | 8285 | 29.2
Menorca | 8286 | 31.3
Menorca | 8287 | 38.2
Menorca | 8288 | 51.5
Menorca | 8289 | 57.2
Menorca | 8290 | 59
Menorca | 8291 | 60
Menorca | 8292 | 59
Menorca | 8293 | 57.5
Menorca | 8294 | 55.3
Menorca | 8295 | 53.2
Menorca | 8296 | 52.8
Menorca | 8297 | 53.3
Menorca | 8298 | 57.3
Menorca | 8299 | 59.3
Menorca | 8300 | 60.5
Menorca | 8301 | 61.3
Menorca | 8302 | 58.3
Menorca | 8303 | 51.5
Menorca | 8304 | 42.7
Menorca | 8305 | 36.3
Menorca | 8306 | 32.2
Menorca | 8307 | 29.8
Menorca | 8308 | 28.8
Menorca | 8309 | 28.8
Menorca | 8310 | 30.7
Menorca | 8311 | 38
Menorca | 8312 | 50.8
Menorca | 8313 | 56.8
Menorca | 8314 | 57.3
Menorca | 8315 | 57.8
Menorca | 8316 | 56.5
Menorca | 8317 | 54.7
Menorca | 8318 | 53
Menorca | 8319 | 50.8
Menorca | 8320 | 49.7
Menorca | 8321 | 50.3
Menorca | 8322 | 53.3
Menorca | 8323 | 56.7
Menorca | 8324 | 57
Menorca | 8325 | 56.5
Menorca | 8326 | 53.2
Menorca | 8327 | 48.3
Menorca | 8328 | 42.3
Menorca | 8329 | 36.2
Menorca | 8330 | 32.5
Menorca | 8331 | 29.8
Menorca | 8332 | 28.7
Menorca | 8333 | 28.7
Menorca | 8334 | 29.5
Menorca | 8335 | 32.2
Menorca | 8336 | 37
Menorca | 8337 | 43
Menorca | 8338 | 48.3
Menorca | 8339 | 49.2
Menorca | 8340 | 47
Menorca | 8341 | 44.3
Menorca | 8342 | 44.2
Menorca | 8343 | 43.3
Menorca | 8344 | 41.3
Menorca | 8345 | 41
Menorca | 8346 | 44.5
Menorca | 8347 | 48.3
Menorca | 8348 | 49.7
Menorca | 8349 | 50.2
Menorca | 8350 | 47.7
Menorca | 8351 | 44
Menorca | 8352 | 39
Menorca | 8353 | 34.5
Menorca | 8354 | 30.7
Menorca | 8355 | 28.3
Menorca | 8356 | 27.3
Menorca | 8357 | 26.7
Menorca | 8358 | 27.2
Menorca | 8359 | 29.5
Menorca | 8360 | 32.3
Menorca | 8361 | 36.8
Menorca | 8362 | 43
Menorca | 8363 | 45.2
Menorca | 8364 | 44.3
Menorca | 8365 | 41.2
Menorca | 8366 | 40.5
Menorca | 8367 | 40.2
Menorca | 8368 | 38.3
Menorca | 8369 | 38
Menorca | 8370 | 41.2
Menorca | 8371 | 46.5
Menorca | 8372 | 48.7
Menorca | 8373 | 50.3
Menorca | 8374 | 48.7
Menorca | 8375 | 44
Menorca | 8376 | 37.3
Menorca | 8377 | 32
Menorca | 8378 | 28.5
Menorca | 8379 | 27
Menorca | 8380 | 26.7
Menorca | 8381 | 26.5
Menorca | 8382 | 28.3
Menorca | 8383 | 35
Menorca | 8384 | 48.7
Menorca | 8385 | 54.5
Menorca | 8386 | 55.8
Menorca | 8387 | 55.2
Menorca | 8388 | 53.8
Menorca | 8389 | 52.8
Menorca | 8390 | 51.3
Menorca | 8391 | 49.2
Menorca | 8392 | 48.3
Menorca | 8393 | 49.7
Menorca | 8394 | 52.5
Menorca | 8395 | 54.5
Menorca | 8396 | 56.3
Menorca | 8397 | 57
Menorca | 8398 | 54.5
Menorca | 8399 | 46.8
Menorca | 8400 | 39.5
Menorca | 8401 | 33.8
Menorca | 8402 | 30.3
Menorca | 8403 | 28.5
Menorca | 8404 | 27.5
Menorca | 8405 | 27.3
Menorca | 8406 | 29.2
Menorca | 8407 | 36.2
Menorca | 8408 | 49
Menorca | 8409 | 54.8
Menorca | 8410 | 55.3
Menorca | 8411 | 55.3
Menorca | 8412 | 53.5
Menorca | 8413 | 52.7
Menorca | 8414 | 51.3
Menorca | 8415 | 49
Menorca | 8416 | 47.7
Menorca | 8417 | 48.8
Menorca | 8418 | 52.5
Menorca | 8419 | 54
Menorca | 8420 | 54.5
Menorca | 8421 | 55.7
Menorca | 8422 | 53
Menorca | 8423 | 46.2
Menorca | 8424 | 38.8
Menorca | 8425 | 33.3
Menorca | 8426 | 30
Menorca | 8427 | 28.3
Menorca | 8428 | 27.8
Menorca | 8429 | 27
Menorca | 8430 | 28.8
Menorca | 8431 | 36
Menorca | 8432 | 49
Menorca | 8433 | 54
Menorca | 8434 | 55
Menorca | 8435 | 55.3
Menorca | 8436 | 54.3
Menorca | 8437 | 53.3
Menorca | 8438 | 51.2
Menorca | 8439 | 49.8
Menorca | 8440 | 49.2
Menorca | 8441 | 50
Menorca | 8442 | 52.7
Menorca | 8443 | 55.2
Menorca | 8444 | 56.2
Menorca | 8445 | 55.8
Menorca | 8446 | 51.5
Menorca | 8447 | 45.5
Menorca | 8448 | 38.7
Menorca | 8449 | 33.2
Menorca | 8450 | 30.2
Menorca | 8451 | 28.7
Menorca | 8452 | 28
Menorca | 8453 | 27.7
Menorca | 8454 | 29.3
Menorca | 8455 | 36.3
Menorca | 8456 | 48.8
Menorca | 8457 | 54
Menorca | 8458 | 55
Menorca | 8459 | 55.5
Menorca | 8460 | 53.5
Menorca | 8461 | 51.7
Menorca | 8462 | 49.7
Menorca | 8463 | 46.5
Menorca | 8464 | 46.3
Menorca | 8465 | 47.2
Menorca | 8466 | 51.2
Menorca | 8467 | 54.2
Menorca | 8468 | 55.3
Menorca | 8469 | 56.2
Menorca | 8470 | 53.7
Menorca | 8471 | 46.8
Menorca | 8472 | 40.5
Menorca | 8473 | 34.5
Menorca | 8474 | 31.2
Menorca | 8475 | 29
Menorca | 8476 | 28
Menorca | 8477 | 28.2
Menorca | 8478 | 29.7
Menorca | 8479 | 36.2
Menorca | 8480 | 48
Menorca | 8481 | 53.8
Menorca | 8482 | 55.7
Menorca | 8483 | 56
Menorca | 8484 | 55.5
Menorca | 8485 | 54.8
Menorca | 8486 | 53.3
Menorca | 8487 | 49.5
Menorca | 8488 | 48
Menorca | 8489 | 47.8
Menorca | 8490 | 51
Menorca | 8491 | 53.8
Menorca | 8492 | 54.3
Menorca | 8493 | 54.7
Menorca | 8494 | 51.2
Menorca | 8495 | 45.3
Menorca | 8496 | 40.3
Menorca | 8497 | 35.2
Menorca | 8498 | 31.3
Menorca | 8499 | 29
Menorca | 8500 | 27.7
Menorca | 8501 | 27.2
Menorca | 8502 | 28.2
Menorca | 8503 | 31.3
Menorca | 8504 | 36.5
Menorca | 8505 | 41.3
Menorca | 8506 | 47
Menorca | 8507 | 48
Menorca | 8508 | 46.3
Menorca | 8509 | 43.7
Menorca | 8510 | 43.3
Menorca | 8511 | 43.3
Menorca | 8512 | 40.8
Menorca | 8513 | 40.8
Menorca | 8514 | 43.3
Menorca | 8515 | 47
Menorca | 8516 | 47.8
Menorca | 8517 | 47.8
Menorca | 8518 | 45.7
Menorca | 8519 | 41.3
Menorca | 8520 | 37.2
Menorca | 8521 | 33
Menorca | 8522 | 29.7
Menorca | 8523 | 27.3
Menorca | 8524 | 26.2
Menorca | 8525 | 25.5
Menorca | 8526 | 26.3
Menorca | 8527 | 28.3
Menorca | 8528 | 31.3
Menorca | 8529 | 35.5
Menorca | 8530 | 41.2
Menorca | 8531 | 43.8
Menorca | 8532 | 43.2
Menorca | 8533 | 41
Menorca | 8534 | 40.8
Menorca | 8535 | 39
Menorca | 8536 | 37
Menorca | 8537 | 36.3
Menorca | 8538 | 39.2
Menorca | 8539 | 43.3
Menorca | 8540 | 44.5
Menorca | 8541 | 45.5
Menorca | 8542 | 44
Menorca | 8543 | 40.3
Menorca | 8544 | 35.7
Menorca | 8545 | 31
Menorca | 8546 | 28.2
Menorca | 8547 | 26.3
Menorca | 8548 | 25.5
Menorca | 8549 | 25.5
Menorca | 8550 | 27
Menorca | 8551 | 32.2
Menorca | 8552 | 41
Menorca | 8553 | 48.5
Menorca | 8554 | 52.3
Menorca | 8555 | 52.2
Menorca | 8556 | 49.8
Menorca | 8557 | 47.8
Menorca | 8558 | 46.7
Menorca | 8559 | 44.7
Menorca | 8560 | 44
Menorca | 8561 | 44.2
Menorca | 8562 | 47.7
Menorca | 8563 | 50.5
Menorca | 8564 | 51
Menorca | 8565 | 52
Menorca | 8566 | 50
Menorca | 8567 | 45
Menorca | 8568 | 39.3
Menorca | 8569 | 34.7
Menorca | 8570 | 31
Menorca | 8571 | 29.2
Menorca | 8572 | 28.2
Menorca | 8573 | 28
Menorca | 8574 | 29.2
Menorca | 8575 | 33.7
Menorca | 8576 | 41.5
Menorca | 8577 | 47.7
Menorca | 8578 | 52
Menorca | 8579 | 53.2
Menorca | 8580 | 51
Menorca | 8581 | 48
Menorca | 8582 | 46.8
Menorca | 8583 | 44.8
Menorca | 8584 | 43.2
Menorca | 8585 | 43.8
Menorca | 8586 | 48.8
Menorca | 8587 | 54.5
Menorca | 8588 | 54.7
Menorca | 8589 | 52.5
Menorca | 8590 | 46.2
Menorca | 8591 | 40.3
Menorca | 8592 | 37
Menorca | 8593 | 34.7
Menorca | 8594 | 32.3
Menorca | 8595 | 29.8
Menorca | 8596 | 27.3
Menorca | 8597 | 26.7
Menorca | 8598 | 26.8
Menorca | 8599 | 28.5
Menorca | 8600 | 31
Menorca | 8601 | 33.5
Menorca | 8602 | 39
Menorca | 8603 | 42.3
Menorca | 8604 | 43.5
Menorca | 8605 | 42.3
Menorca | 8606 | 40.3
Menorca | 8607 | 37.2
Menorca | 8608 | 33.5
Menorca | 8609 | 33.5
Menorca | 8610 | 35.8
Menorca | 8611 | 40.7
Menorca | 8612 | 42.3
Menorca | 8613 | 43.2
Menorca | 8614 | 43
Menorca | 8615 | 40.3
Menorca | 8616 | 35.8
Menorca | 8617 | 31.8
Menorca | 8618 | 28.5
Menorca | 8619 | 26.8
Menorca | 8620 | 25.8
Menorca | 8621 | 25.8
Menorca | 8622 | 26.5
Menorca | 8623 | 28.7
Menorca | 8624 | 31.8
Menorca | 8625 | 35.5
Menorca | 8626 | 40.7
Menorca | 8627 | 44.2
Menorca | 8628 | 44.2
Menorca | 8629 | 43.2
Menorca | 8630 | 43.7
Menorca | 8631 | 42
Menorca | 8632 | 38.5
Menorca | 8633 | 37.3
Menorca | 8634 | 40.2
Menorca | 8635 | 44.7
Menorca | 8636 | 46
Menorca | 8637 | 47.5
Menorca | 8638 | 46.3
Menorca | 8639 | 42.3
Menorca | 8640 | 37.5
Menorca | 8641 | 33.3
Menorca | 8642 | 30.2
Menorca | 8643 | 28.2
Menorca | 8644 | 27.2
Menorca | 8645 | 27.2
Menorca | 8646 | 28.3
Menorca | 8647 | 33
Menorca | 8648 | 40.3
Menorca | 8649 | 47
Menorca | 8650 | 52.2
Menorca | 8651 | 52.5
Menorca | 8652 | 50.5
Menorca | 8653 | 48.8
Menorca | 8654 | 47.5
Menorca | 8655 | 45.3
Menorca | 8656 | 43.7
Menorca | 8657 | 43.8
Menorca | 8658 | 47
Menorca | 8659 | 51.3
Menorca | 8660 | 52.8
Menorca | 8661 | 53
Menorca | 8662 | 50.5
Menorca | 8663 | 46
Menorca | 8664 | 40
Menorca | 8665 | 35.2
Menorca | 8666 | 31.5
Menorca | 8667 | 29.2
Menorca | 8668 | 27.8
Menorca | 8669 | 27.8
Menorca | 8670 | 28.8
Menorca | 8671 | 31.5
Menorca | 8672 | 36.3
Menorca | 8673 | 40.3
Menorca | 8674 | 46.7
Menorca | 8675 | 49.3
Menorca | 8676 | 48.2
Menorca | 8677 | 46.7
Menorca | 8678 | 45.7
Menorca | 8679 | 44.2
Menorca | 8680 | 42
Menorca | 8681 | 41.5
Menorca | 8682 | 44
Menorca | 8683 | 49
Menorca | 8684 | 50.5
Menorca | 8685 | 50.2
Menorca | 8686 | 48.2
Menorca | 8687 | 44.2
Menorca | 8688 | 39.3
Menorca | 8689 | 34.3
Menorca | 8690 | 30.7
Menorca | 8691 | 28.3
Menorca | 8692 | 27
Menorca | 8693 | 26.7
Menorca | 8694 | 27.2
Menorca | 8695 | 29.3
Menorca | 8696 | 32.5
Menorca | 8697 | 36.2
Menorca | 8698 | 42
Menorca | 8699 | 44.8
Menorca | 8700 | 44
Menorca | 8701 | 41.7
Menorca | 8702 | 41.7
Menorca | 8703 | 41
Menorca | 8704 | 38.8
Menorca | 8705 | 38.5
Menorca | 8706 | 41.3
Menorca | 8707 | 46.7
Menorca | 8708 | 48.7
Menorca | 8709 | 51
Menorca | 8710 | 49.7
Menorca | 8711 | 44.8
Menorca | 8712 | 38.8
Menorca | 8713 | 33.8
Menorca | 8714 | 30
Menorca | 8715 | 28.2
Menorca | 8716 | 27.2
Menorca | 8717 | 27.2
Menorca | 8718 | 28.7
Menorca | 8719 | 34.2
Menorca | 8720 | 42.3
Menorca | 8721 | 49.8
Menorca | 8722 | 54.8
Menorca | 8723 | 55.2
Menorca | 8724 | 52.3
Menorca | 8725 | 50
Menorca | 8726 | 49.2
Menorca | 8727 | 47.8
Menorca | 8728 | 48
Menorca | 8729 | 48.3
Menorca | 8730 | 51.2
Menorca | 8731 | 55.3
Menorca | 8732 | 56.2
Menorca | 8733 | 57.3
Menorca | 8734 | 55.3
Menorca | 8735 | 50.3
Menorca | 8736 | 43.5
Menorca | 8737 | 37.3
Menorca | 8738 | 32.5
Menorca | 8739 | 30
Menorca | 8740 | 28.8
Menorca | 8741 | 28.7
Menorca | 8742 | 30.3
Menorca | 8743 | 35.2
Menorca | 8744 | 42.8
Menorca | 8745 | 50.2
Menorca | 8746 | 55.8
Menorca | 8747 | 57
Menorca | 8748 | 54.7
Menorca | 8749 | 51.8
Menorca | 8750 | 50.2
Menorca | 8751 | 48.7
Menorca | 8752 | 47.8
Menorca | 8753 | 48.2
Menorca | 8754 | 51.7
Menorca | 8755 | 59.5
Menorca | 8756 | 62.7
Menorca | 8757 | 60.2
Menorca | 8758 | 53.2
Menorca | 8759 | 46.5
Menorca | 8760 | 42.2

## load_zones (hidden)
LOAD_ZONE | dbid | existing_local_td | local_td_annual_cost_per_mw
Menorca | . | . | .

## timepoints
timepoint_id | timestamp | timeseries
1 | 2021-01-01T00:00 | 20210101
2 | 2021-01-01T01:00 | 20210101
3 | 2021-01-01T02:00 | 20210101
4 | 2021-01-01T03:00 | 20210101
5 | 2021-01-01T04:00 | 20210101
6 | 2021-01-01T05:00 | 20210101
7 | 2021-01-01T06:00 | 20210101
8 | 2021-01-01T07:00 | 20210101
9 | 2021-01-01T08:00 | 20210101
10 | 2021-01-01T09:00 | 20210101
11 | 2021-01-01T10:00 | 20210101
12 | 2021-01-01T11:00 | 20210101
13 | 2021-01-01T12:00 | 20210101
14 | 2021-01-01T13:00 | 20210101
15 | 2021-01-01T14:00 | 20210101
16 | 2021-01-01T15:00 | 20210101
17 | 2021-01-01T16:00 | 20210101
18 | 2021-01-01T17:00 | 20210101
19 | 2021-01-01T18:00 | 20210101
20 | 2021-01-01T19:00 | 20210101
21 | 2021-01-01T20:00 | 20210101
22 | 2021-01-01T21:00 | 20210101
23 | 2021-01-01T22:00 | 20210101
24 | 2021-01-01T23:00 | 20210101
25 | 2021-01-02T00:00 | 20210102
26 | 2021-01-02T01:00 | 20210102
27 | 2021-01-02T02:00 | 20210102
28 | 2021-01-02T03:00 | 20210102
29 | 2021-01-02T04:00 | 20210102
30 | 2021-01-02T05:00 | 20210102
31 | 2021-01-02T06:00 | 20210102
32 | 2021-01-02T07:00 | 20210102
33 | 2021-01-02T08:00 | 20210102
34 | 2021-01-02T09:00 | 20210102
35 | 2021-01-02T10:00 | 20210102
36 | 2021-01-02T11:00 | 20210102
37 | 2021-01-02T12:00 | 20210102
38 | 2021-01-02T13:00 | 20210102
39 | 2021-01-02T14:00 | 20210102
40 | 2021-01-02T15:00 | 20210102
41 | 2021-01-02T16:00 | 20210102
42 | 2021-01-02T17:00 | 20210102
43 | 2021-01-02T18:00 | 20210102
44 | 2021-01-02T19:00 | 20210102
45 | 2021-01-02T20:00 | 20210102
46 | 2021-01-02T21:00 | 20210102
47 | 2021-01-02T22:00 | 20210102
48 | 2021-01-02T23:00 | 20210102
49 | 2021-01-03T00:00 | 20210103
50 | 2021-01-03T01:00 | 20210103
51 | 2021-01-03T02:00 | 20210103
52 | 2021-01-03T03:00 | 20210103
53 | 2021-01-03T04:00 | 20210103
54 | 2021-01-03T05:00 | 20210103
55 | 2021-01-03T06:00 | 20210103
56 | 2021-01-03T07:00 | 20210103
57 | 2021-01-03T08:00 | 20210103
58 | 2021-01-03T09:00 | 20210103
59 | 2021-01-03T10:00 | 20210103
60 | 2021-01-03T11:00 | 20210103
61 | 2021-01-03T12:00 | 20210103
62 | 2021-01-03T13:00 | 20210103
63 | 2021-01-03T14:00 | 20210103
64 | 2021-01-03T15:00 | 20210103
65 | 2021-01-03T16:00 | 20210103
66 | 2021-01-03T17:00 | 20210103
67 | 2021-01-03T18:00 | 20210103
68 | 2021-01-03T19:00 | 20210103
69 | 2021-01-03T20:00 | 20210103
70 | 2021-01-03T21:00 | 20210103
71 | 2021-01-03T22:00 | 20210103
72 | 2021-01-03T23:00 | 20210103
73 | 2021-01-04T00:00 | 20210104
74 | 2021-01-04T01:00 | 20210104
75 | 2021-01-04T02:00 | 20210104
76 | 2021-01-04T03:00 | 20210104
77 | 2021-01-04T04:00 | 20210104
78 | 2021-01-04T05:00 | 20210104
79 | 2021-01-04T06:00 | 20210104
80 | 2021-01-04T07:00 | 20210104
81 | 2021-01-04T08:00 | 20210104
82 | 2021-01-04T09:00 | 20210104
83 | 2021-01-04T10:00 | 20210104
84 | 2021-01-04T11:00 | 20210104
85 | 2021-01-04T12:00 | 20210104
86 | 2021-01-04T13:00 | 20210104
87 | 2021-01-04T14:00 | 20210104
88 | 2021-01-04T15:00 | 20210104
89 | 2021-01-04T16:00 | 20210104
90 | 2021-01-04T17:00 | 20210104
91 | 2021-01-04T18:00 | 20210104
92 | 2021-01-04T19:00 | 20210104
93 | 2021-01-04T20:00 | 20210104
94 | 2021-01-04T21:00 | 20210104
95 | 2021-01-04T22:00 | 20210104
96 | 2021-01-04T23:00 | 20210104
97 | 2021-01-05T00:00 | 20210105
98 | 2021-01-05T01:00 | 20210105
99 | 2021-01-05T02:00 | 20210105
100 | 2021-01-05T03:00 | 20210105
101 | 2021-01-05T04:00 | 20210105
102 | 2021-01-05T05:00 | 20210105
103 | 2021-01-05T06:00 | 20210105
104 | 2021-01-05T07:00 | 20210105
105 | 2021-01-05T08:00 | 20210105
106 | 2021-01-05T09:00 | 20210105
107 | 2021-01-05T10:00 | 20210105
108 | 2021-01-05T11:00 | 20210105
109 | 2021-01-05T12:00 | 20210105
110 | 2021-01-05T13:00 | 20210105
111 | 2021-01-05T14:00 | 20210105
112 | 2021-01-05T15:00 | 20210105
113 | 2021-01-05T16:00 | 20210105
114 | 2021-01-05T17:00 | 20210105
115 | 2021-01-05T18:00 | 20210105
116 | 2021-01-05T19:00 | 20210105
117 | 2021-01-05T20:00 | 20210105
118 | 2021-01-05T21:00 | 20210105
119 | 2021-01-05T22:00 | 20210105
120 | 2021-01-05T23:00 | 20210105
121 | 2021-01-06T00:00 | 20210106
122 | 2021-01-06T01:00 | 20210106
123 | 2021-01-06T02:00 | 20210106
124 | 2021-01-06T03:00 | 20210106
125 | 2021-01-06T04:00 | 20210106
126 | 2021-01-06T05:00 | 20210106
127 | 2021-01-06T06:00 | 20210106
128 | 2021-01-06T07:00 | 20210106
129 | 2021-01-06T08:00 | 20210106
130 | 2021-01-06T09:00 | 20210106
131 | 2021-01-06T10:00 | 20210106
132 | 2021-01-06T11:00 | 20210106
133 | 2021-01-06T12:00 | 20210106
134 | 2021-01-06T13:00 | 20210106
135 | 2021-01-06T14:00 | 20210106
136 | 2021-01-06T15:00 | 20210106
137 | 2021-01-06T16:00 | 20210106
138 | 2021-01-06T17:00 | 20210106
139 | 2021-01-06T18:00 | 20210106
140 | 2021-01-06T19:00 | 20210106
141 | 2021-01-06T20:00 | 20210106
142 | 2021-01-06T21:00 | 20210106
143 | 2021-01-06T22:00 | 20210106
144 | 2021-01-06T23:00 | 20210106
145 | 2021-01-07T00:00 | 20210107
146 | 2021-01-07T01:00 | 20210107
147 | 2021-01-07T02:00 | 20210107
148 | 2021-01-07T03:00 | 20210107
149 | 2021-01-07T04:00 | 20210107
150 | 2021-01-07T05:00 | 20210107
151 | 2021-01-07T06:00 | 20210107
152 | 2021-01-07T07:00 | 20210107
153 | 2021-01-07T08:00 | 20210107
154 | 2021-01-07T09:00 | 20210107
155 | 2021-01-07T10:00 | 20210107
156 | 2021-01-07T11:00 | 20210107
157 | 2021-01-07T12:00 | 20210107
158 | 2021-01-07T13:00 | 20210107
159 | 2021-01-07T14:00 | 20210107
160 | 2021-01-07T15:00 | 20210107
161 | 2021-01-07T16:00 | 20210107
162 | 2021-01-07T17:00 | 20210107
163 | 2021-01-07T18:00 | 20210107
164 | 2021-01-07T19:00 | 20210107
165 | 2021-01-07T20:00 | 20210107
166 | 2021-01-07T21:00 | 20210107
167 | 2021-01-07T22:00 | 20210107
168 | 2021-01-07T23:00 | 20210107
169 | 2021-01-08T00:00 | 20210108
170 | 2021-01-08T01:00 | 20210108
171 | 2021-01-08T02:00 | 20210108
172 | 2021-01-08T03:00 | 20210108
173 | 2021-01-08T04:00 | 20210108
174 | 2021-01-08T05:00 | 20210108
175 | 2021-01-08T06:00 | 20210108
176 | 2021-01-08T07:00 | 20210108
177 | 2021-01-08T08:00 | 20210108
178 | 2021-01-08T09:00 | 20210108
179 | 2021-01-08T10:00 | 20210108
180 | 2021-01-08T11:00 | 20210108
181 | 2021-01-08T12:00 | 20210108
182 | 2021-01-08T13:00 | 20210108
183 | 2021-01-08T14:00 | 20210108
184 | 2021-01-08T15:00 | 20210108
185 | 2021-01-08T16:00 | 20210108
186 | 2021-01-08T17:00 | 20210108
187 | 2021-01-08T18:00 | 20210108
188 | 2021-01-08T19:00 | 20210108
189 | 2021-01-08T20:00 | 20210108
190 | 2021-01-08T21:00 | 20210108
191 | 2021-01-08T22:00 | 20210108
192 | 2021-01-08T23:00 | 20210108
193 | 2021-01-09T00:00 | 20210109
194 | 2021-01-09T01:00 | 20210109
195 | 2021-01-09T02:00 | 20210109
196 | 2021-01-09T03:00 | 20210109
197 | 2021-01-09T04:00 | 20210109
198 | 2021-01-09T05:00 | 20210109
199 | 2021-01-09T06:00 | 20210109
200 | 2021-01-09T07:00 | 20210109
201 | 2021-01-09T08:00 | 20210109
202 | 2021-01-09T09:00 | 20210109
203 | 2021-01-09T10:00 | 20210109
204 | 2021-01-09T11:00 | 20210109
205 | 2021-01-09T12:00 | 20210109
206 | 2021-01-09T13:00 | 20210109
207 | 2021-01-09T14:00 | 20210109
208 | 2021-01-09T15:00 | 20210109
209 | 2021-01-09T16:00 | 20210109
210 | 2021-01-09T17:00 | 20210109
211 | 2021-01-09T18:00 | 20210109
212 | 2021-01-09T19:00 | 20210109
213 | 2021-01-09T20:00 | 20210109
214 | 2021-01-09T21:00 | 20210109
215 | 2021-01-09T22:00 | 20210109
216 | 2021-01-09T23:00 | 20210109
217 | 2021-01-10T00:00 | 20210110
218 | 2021-01-10T01:00 | 20210110
219 | 2021-01-10T02:00 | 20210110
220 | 2021-01-10T03:00 | 20210110
221 | 2021-01-10T04:00 | 20210110
222 | 2021-01-10T05:00 | 20210110
223 | 2021-01-10T06:00 | 20210110
224 | 2021-01-10T07:00 | 20210110
225 | 2021-01-10T08:00 | 20210110
226 | 2021-01-10T09:00 | 20210110
227 | 2021-01-10T10:00 | 20210110
228 | 2021-01-10T11:00 | 20210110
229 | 2021-01-10T12:00 | 20210110
230 | 2021-01-10T13:00 | 20210110
231 | 2021-01-10T14:00 | 20210110
232 | 2021-01-10T15:00 | 20210110
233 | 2021-01-10T16:00 | 20210110
234 | 2021-01-10T17:00 | 20210110
235 | 2021-01-10T18:00 | 20210110
236 | 2021-01-10T19:00 | 20210110
237 | 2021-01-10T20:00 | 20210110
238 | 2021-01-10T21:00 | 20210110
239 | 2021-01-10T22:00 | 20210110
240 | 2021-01-10T23:00 | 20210110
241 | 2021-01-11T00:00 | 20210111
242 | 2021-01-11T01:00 | 20210111
243 | 2021-01-11T02:00 | 20210111
244 | 2021-01-11T03:00 | 20210111
245 | 2021-01-11T04:00 | 20210111
246 | 2021-01-11T05:00 | 20210111
247 | 2021-01-11T06:00 | 20210111
248 | 2021-01-11T07:00 | 20210111
249 | 2021-01-11T08:00 | 20210111
250 | 2021-01-11T09:00 | 20210111
251 | 2021-01-11T10:00 | 20210111
252 | 2021-01-11T11:00 | 20210111
253 | 2021-01-11T12:00 | 20210111
254 | 2021-01-11T13:00 | 20210111
255 | 2021-01-11T14:00 | 20210111
256 | 2021-01-11T15:00 | 20210111
257 | 2021-01-11T16:00 | 20210111
258 | 2021-01-11T17:00 | 20210111
259 | 2021-01-11T18:00 | 20210111
260 | 2021-01-11T19:00 | 20210111
261 | 2021-01-11T20:00 | 20210111
262 | 2021-01-11T21:00 | 20210111
263 | 2021-01-11T22:00 | 20210111
264 | 2021-01-11T23:00 | 20210111
265 | 2021-01-12T00:00 | 20210112
266 | 2021-01-12T01:00 | 20210112
267 | 2021-01-12T02:00 | 20210112
268 | 2021-01-12T03:00 | 20210112
269 | 2021-01-12T04:00 | 20210112
270 | 2021-01-12T05:00 | 20210112
271 | 2021-01-12T06:00 | 20210112
272 | 2021-01-12T07:00 | 20210112
273 | 2021-01-12T08:00 | 20210112
274 | 2021-01-12T09:00 | 20210112
275 | 2021-01-12T10:00 | 20210112
276 | 2021-01-12T11:00 | 20210112
277 | 2021-01-12T12:00 | 20210112
278 | 2021-01-12T13:00 | 20210112
279 | 2021-01-12T14:00 | 20210112
280 | 2021-01-12T15:00 | 20210112
281 | 2021-01-12T16:00 | 20210112
282 | 2021-01-12T17:00 | 20210112
283 | 2021-01-12T18:00 | 20210112
284 | 2021-01-12T19:00 | 20210112
285 | 2021-01-12T20:00 | 20210112
286 | 2021-01-12T21:00 | 20210112
287 | 2021-01-12T22:00 | 20210112
288 | 2021-01-12T23:00 | 20210112
289 | 2021-01-13T00:00 | 20210113
290 | 2021-01-13T01:00 | 20210113
291 | 2021-01-13T02:00 | 20210113
292 | 2021-01-13T03:00 | 20210113
293 | 2021-01-13T04:00 | 20210113
294 | 2021-01-13T05:00 | 20210113
295 | 2021-01-13T06:00 | 20210113
296 | 2021-01-13T07:00 | 20210113
297 | 2021-01-13T08:00 | 20210113
298 | 2021-01-13T09:00 | 20210113
299 | 2021-01-13T10:00 | 20210113
300 | 2021-01-13T11:00 | 20210113
301 | 2021-01-13T12:00 | 20210113
302 | 2021-01-13T13:00 | 20210113
303 | 2021-01-13T14:00 | 20210113
304 | 2021-01-13T15:00 | 20210113
305 | 2021-01-13T16:00 | 20210113
306 | 2021-01-13T17:00 | 20210113
307 | 2021-01-13T18:00 | 20210113
308 | 2021-01-13T19:00 | 20210113
309 | 2021-01-13T20:00 | 20210113
310 | 2021-01-13T21:00 | 20210113
311 | 2021-01-13T22:00 | 20210113
312 | 2021-01-13T23:00 | 20210113
313 | 2021-01-14T00:00 | 20210114
314 | 2021-01-14T01:00 | 20210114
315 | 2021-01-14T02:00 | 20210114
316 | 2021-01-14T03:00 | 20210114
317 | 2021-01-14T04:00 | 20210114
318 | 2021-01-14T05:00 | 20210114
319 | 2021-01-14T06:00 | 20210114
320 | 2021-01-14T07:00 | 20210114
321 | 2021-01-14T08:00 | 20210114
322 | 2021-01-14T09:00 | 20210114
323 | 2021-01-14T10:00 | 20210114
324 | 2021-01-14T11:00 | 20210114
325 | 2021-01-14T12:00 | 20210114
326 | 2021-01-14T13:00 | 20210114
327 | 2021-01-14T14:00 | 20210114
328 | 2021-01-14T15:00 | 20210114
329 | 2021-01-14T16:00 | 20210114
330 | 2021-01-14T17:00 | 20210114
331 | 2021-01-14T18:00 | 20210114
332 | 2021-01-14T19:00 | 20210114
333 | 2021-01-14T20:00 | 20210114
334 | 2021-01-14T21:00 | 20210114
335 | 2021-01-14T22:00 | 20210114
336 | 2021-01-14T23:00 | 20210114
337 | 2021-01-15T00:00 | 20210115
338 | 2021-01-15T01:00 | 20210115
339 | 2021-01-15T02:00 | 20210115
340 | 2021-01-15T03:00 | 20210115
341 | 2021-01-15T04:00 | 20210115
342 | 2021-01-15T05:00 | 20210115
343 | 2021-01-15T06:00 | 20210115
344 | 2021-01-15T07:00 | 20210115
345 | 2021-01-15T08:00 | 20210115
346 | 2021-01-15T09:00 | 20210115
347 | 2021-01-15T10:00 | 20210115
348 | 2021-01-15T11:00 | 20210115
349 | 2021-01-15T12:00 | 20210115
350 | 2021-01-15T13:00 | 20210115
351 | 2021-01-15T14:00 | 20210115
352 | 2021-01-15T15:00 | 20210115
353 | 2021-01-15T16:00 | 20210115
354 | 2021-01-15T17:00 | 20210115
355 | 2021-01-15T18:00 | 20210115
356 | 2021-01-15T19:00 | 20210115
357 | 2021-01-15T20:00 | 20210115
358 | 2021-01-15T21:00 | 20210115
359 | 2021-01-15T22:00 | 20210115
360 | 2021-01-15T23:00 | 20210115
361 | 2021-01-16T00:00 | 20210116
362 | 2021-01-16T01:00 | 20210116
363 | 2021-01-16T02:00 | 20210116
364 | 2021-01-16T03:00 | 20210116
365 | 2021-01-16T04:00 | 20210116
366 | 2021-01-16T05:00 | 20210116
367 | 2021-01-16T06:00 | 20210116
368 | 2021-01-16T07:00 | 20210116
369 | 2021-01-16T08:00 | 20210116
370 | 2021-01-16T09:00 | 20210116
371 | 2021-01-16T10:00 | 20210116
372 | 2021-01-16T11:00 | 20210116
373 | 2021-01-16T12:00 | 20210116
374 | 2021-01-16T13:00 | 20210116
375 | 2021-01-16T14:00 | 20210116
376 | 2021-01-16T15:00 | 20210116
377 | 2021-01-16T16:00 | 20210116
378 | 2021-01-16T17:00 | 20210116
379 | 2021-01-16T18:00 | 20210116
380 | 2021-01-16T19:00 | 20210116
381 | 2021-01-16T20:00 | 20210116
382 | 2021-01-16T21:00 | 20210116
383 | 2021-01-16T22:00 | 20210116
384 | 2021-01-16T23:00 | 20210116
385 | 2021-01-17T00:00 | 20210117
386 | 2021-01-17T01:00 | 20210117
387 | 2021-01-17T02:00 | 20210117
388 | 2021-01-17T03:00 | 20210117
389 | 2021-01-17T04:00 | 20210117
390 | 2021-01-17T05:00 | 20210117
391 | 2021-01-17T06:00 | 20210117
392 | 2021-01-17T07:00 | 20210117
393 | 2021-01-17T08:00 | 20210117
394 | 2021-01-17T09:00 | 20210117
395 | 2021-01-17T10:00 | 20210117
396 | 2021-01-17T11:00 | 20210117
397 | 2021-01-17T12:00 | 20210117
398 | 2021-01-17T13:00 | 20210117
399 | 2021-01-17T14:00 | 20210117
400 | 2021-01-17T15:00 | 20210117
401 | 2021-01-17T16:00 | 20210117
402 | 2021-01-17T17:00 | 20210117
403 | 2021-01-17T18:00 | 20210117
404 | 2021-01-17T19:00 | 20210117
405 | 2021-01-17T20:00 | 20210117
406 | 2021-01-17T21:00 | 20210117
407 | 2021-01-17T22:00 | 20210117
408 | 2021-01-17T23:00 | 20210117
409 | 2021-01-18T00:00 | 20210118
410 | 2021-01-18T01:00 | 20210118
411 | 2021-01-18T02:00 | 20210118
412 | 2021-01-18T03:00 | 20210118
413 | 2021-01-18T04:00 | 20210118
414 | 2021-01-18T05:00 | 20210118
415 | 2021-01-18T06:00 | 20210118
416 | 2021-01-18T07:00 | 20210118
417 | 2021-01-18T08:00 | 20210118
418 | 2021-01-18T09:00 | 20210118
419 | 2021-01-18T10:00 | 20210118
420 | 2021-01-18T11:00 | 20210118
421 | 2021-01-18T12:00 | 20210118
422 | 2021-01-18T13:00 | 20210118
423 | 2021-01-18T14:00 | 20210118
424 | 2021-01-18T15:00 | 20210118
425 | 2021-01-18T16:00 | 20210118
426 | 2021-01-18T17:00 | 20210118
427 | 2021-01-18T18:00 | 20210118
428 | 2021-01-18T19:00 | 20210118
429 | 2021-01-18T20:00 | 20210118
430 | 2021-01-18T21:00 | 20210118
431 | 2021-01-18T22:00 | 20210118
432 | 2021-01-18T23:00 | 20210118
433 | 2021-01-19T00:00 | 20210119
434 | 2021-01-19T01:00 | 20210119
435 | 2021-01-19T02:00 | 20210119
436 | 2021-01-19T03:00 | 20210119
437 | 2021-01-19T04:00 | 20210119
438 | 2021-01-19T05:00 | 20210119
439 | 2021-01-19T06:00 | 20210119
440 | 2021-01-19T07:00 | 20210119
441 | 2021-01-19T08:00 | 20210119
442 | 2021-01-19T09:00 | 20210119
443 | 2021-01-19T10:00 | 20210119
444 | 2021-01-19T11:00 | 20210119
445 | 2021-01-19T12:00 | 20210119
446 | 2021-01-19T13:00 | 20210119
447 | 2021-01-19T14:00 | 20210119
448 | 2021-01-19T15:00 | 20210119
449 | 2021-01-19T16:00 | 20210119
450 | 2021-01-19T17:00 | 20210119
451 | 2021-01-19T18:00 | 20210119
452 | 2021-01-19T19:00 | 20210119
453 | 2021-01-19T20:00 | 20210119
454 | 2021-01-19T21:00 | 20210119
455 | 2021-01-19T22:00 | 20210119
456 | 2021-01-19T23:00 | 20210119
457 | 2021-01-20T00:00 | 20210120
458 | 2021-01-20T01:00 | 20210120
459 | 2021-01-20T02:00 | 20210120
460 | 2021-01-20T03:00 | 20210120
461 | 2021-01-20T04:00 | 20210120
462 | 2021-01-20T05:00 | 20210120
463 | 2021-01-20T06:00 | 20210120
464 | 2021-01-20T07:00 | 20210120
465 | 2021-01-20T08:00 | 20210120
466 | 2021-01-20T09:00 | 20210120
467 | 2021-01-20T10:00 | 20210120
468 | 2021-01-20T11:00 | 20210120
469 | 2021-01-20T12:00 | 20210120
470 | 2021-01-20T13:00 | 20210120
471 | 2021-01-20T14:00 | 20210120
472 | 2021-01-20T15:00 | 20210120
473 | 2021-01-20T16:00 | 20210120
474 | 2021-01-20T17:00 | 20210120
475 | 2021-01-20T18:00 | 20210120
476 | 2021-01-20T19:00 | 20210120
477 | 2021-01-20T20:00 | 20210120
478 | 2021-01-20T21:00 | 20210120
479 | 2021-01-20T22:00 | 20210120
480 | 2021-01-20T23:00 | 20210120
481 | 2021-01-21T00:00 | 20210121
482 | 2021-01-21T01:00 | 20210121
483 | 2021-01-21T02:00 | 20210121
484 | 2021-01-21T03:00 | 20210121
485 | 2021-01-21T04:00 | 20210121
486 | 2021-01-21T05:00 | 20210121
487 | 2021-01-21T06:00 | 20210121
488 | 2021-01-21T07:00 | 20210121
489 | 2021-01-21T08:00 | 20210121
490 | 2021-01-21T09:00 | 20210121
491 | 2021-01-21T10:00 | 20210121
492 | 2021-01-21T11:00 | 20210121
493 | 2021-01-21T12:00 | 20210121
494 | 2021-01-21T13:00 | 20210121
495 | 2021-01-21T14:00 | 20210121
496 | 2021-01-21T15:00 | 20210121
497 | 2021-01-21T16:00 | 20210121
498 | 2021-01-21T17:00 | 20210121
499 | 2021-01-21T18:00 | 20210121
500 | 2021-01-21T19:00 | 20210121
501 | 2021-01-21T20:00 | 20210121
502 | 2021-01-21T21:00 | 20210121
503 | 2021-01-21T22:00 | 20210121
504 | 2021-01-21T23:00 | 20210121
505 | 2021-01-22T00:00 | 20210122
506 | 2021-01-22T01:00 | 20210122
507 | 2021-01-22T02:00 | 20210122
508 | 2021-01-22T03:00 | 20210122
509 | 2021-01-22T04:00 | 20210122
510 | 2021-01-22T05:00 | 20210122
511 | 2021-01-22T06:00 | 20210122
512 | 2021-01-22T07:00 | 20210122
513 | 2021-01-22T08:00 | 20210122
514 | 2021-01-22T09:00 | 20210122
515 | 2021-01-22T10:00 | 20210122
516 | 2021-01-22T11:00 | 20210122
517 | 2021-01-22T12:00 | 20210122
518 | 2021-01-22T13:00 | 20210122
519 | 2021-01-22T14:00 | 20210122
520 | 2021-01-22T15:00 | 20210122
521 | 2021-01-22T16:00 | 20210122
522 | 2021-01-22T17:00 | 20210122
523 | 2021-01-22T18:00 | 20210122
524 | 2021-01-22T19:00 | 20210122
525 | 2021-01-22T20:00 | 20210122
526 | 2021-01-22T21:00 | 20210122
527 | 2021-01-22T22:00 | 20210122
528 | 2021-01-22T23:00 | 20210122
529 | 2021-01-23T00:00 | 20210123
530 | 2021-01-23T01:00 | 20210123
531 | 2021-01-23T02:00 | 20210123
532 | 2021-01-23T03:00 | 20210123
533 | 2021-01-23T04:00 | 20210123
534 | 2021-01-23T05:00 | 20210123
535 | 2021-01-23T06:00 | 20210123
536 | 2021-01-23T07:00 | 20210123
537 | 2021-01-23T08:00 | 20210123
538 | 2021-01-23T09:00 | 20210123
539 | 2021-01-23T10:00 | 20210123
540 | 2021-01-23T11:00 | 20210123
541 | 2021-01-23T12:00 | 20210123
542 | 2021-01-23T13:00 | 20210123
543 | 2021-01-23T14:00 | 20210123
544 | 2021-01-23T15:00 | 20210123
545 | 2021-01-23T16:00 | 20210123
546 | 2021-01-23T17:00 | 20210123
547 | 2021-01-23T18:00 | 20210123
548 | 2021-01-23T19:00 | 20210123
549 | 2021-01-23T20:00 | 20210123
550 | 2021-01-23T21:00 | 20210123
551 | 2021-01-23T22:00 | 20210123
552 | 2021-01-23T23:00 | 20210123
553 | 2021-01-24T00:00 | 20210124
554 | 2021-01-24T01:00 | 20210124
555 | 2021-01-24T02:00 | 20210124
556 | 2021-01-24T03:00 | 20210124
557 | 2021-01-24T04:00 | 20210124
558 | 2021-01-24T05:00 | 20210124
559 | 2021-01-24T06:00 | 20210124
560 | 2021-01-24T07:00 | 20210124
561 | 2021-01-24T08:00 | 20210124
562 | 2021-01-24T09:00 | 20210124
563 | 2021-01-24T10:00 | 20210124
564 | 2021-01-24T11:00 | 20210124
565 | 2021-01-24T12:00 | 20210124
566 | 2021-01-24T13:00 | 20210124
567 | 2021-01-24T14:00 | 20210124
568 | 2021-01-24T15:00 | 20210124
569 | 2021-01-24T16:00 | 20210124
570 | 2021-01-24T17:00 | 20210124
571 | 2021-01-24T18:00 | 20210124
572 | 2021-01-24T19:00 | 20210124
573 | 2021-01-24T20:00 | 20210124
574 | 2021-01-24T21:00 | 20210124
575 | 2021-01-24T22:00 | 20210124
576 | 2021-01-24T23:00 | 20210124
577 | 2021-01-25T00:00 | 20210125
578 | 2021-01-25T01:00 | 20210125
579 | 2021-01-25T02:00 | 20210125
580 | 2021-01-25T03:00 | 20210125
581 | 2021-01-25T04:00 | 20210125
582 | 2021-01-25T05:00 | 20210125
583 | 2021-01-25T06:00 | 20210125
584 | 2021-01-25T07:00 | 20210125
585 | 2021-01-25T08:00 | 20210125
586 | 2021-01-25T09:00 | 20210125
587 | 2021-01-25T10:00 | 20210125
588 | 2021-01-25T11:00 | 20210125
589 | 2021-01-25T12:00 | 20210125
590 | 2021-01-25T13:00 | 20210125
591 | 2021-01-25T14:00 | 20210125
592 | 2021-01-25T15:00 | 20210125
593 | 2021-01-25T16:00 | 20210125
594 | 2021-01-25T17:00 | 20210125
595 | 2021-01-25T18:00 | 20210125
596 | 2021-01-25T19:00 | 20210125
597 | 2021-01-25T20:00 | 20210125
598 | 2021-01-25T21:00 | 20210125
599 | 2021-01-25T22:00 | 20210125
600 | 2021-01-25T23:00 | 20210125
601 | 2021-01-26T00:00 | 20210126
602 | 2021-01-26T01:00 | 20210126
603 | 2021-01-26T02:00 | 20210126
604 | 2021-01-26T03:00 | 20210126
605 | 2021-01-26T04:00 | 20210126
606 | 2021-01-26T05:00 | 20210126
607 | 2021-01-26T06:00 | 20210126
608 | 2021-01-26T07:00 | 20210126
609 | 2021-01-26T08:00 | 20210126
610 | 2021-01-26T09:00 | 20210126
611 | 2021-01-26T10:00 | 20210126
612 | 2021-01-26T11:00 | 20210126
613 | 2021-01-26T12:00 | 20210126
614 | 2021-01-26T13:00 | 20210126
615 | 2021-01-26T14:00 | 20210126
616 | 2021-01-26T15:00 | 20210126
617 | 2021-01-26T16:00 | 20210126
618 | 2021-01-26T17:00 | 20210126
619 | 2021-01-26T18:00 | 20210126
620 | 2021-01-26T19:00 | 20210126
621 | 2021-01-26T20:00 | 20210126
622 | 2021-01-26T21:00 | 20210126
623 | 2021-01-26T22:00 | 20210126
624 | 2021-01-26T23:00 | 20210126
625 | 2021-01-27T00:00 | 20210127
626 | 2021-01-27T01:00 | 20210127
627 | 2021-01-27T02:00 | 20210127
628 | 2021-01-27T03:00 | 20210127
629 | 2021-01-27T04:00 | 20210127
630 | 2021-01-27T05:00 | 20210127
631 | 2021-01-27T06:00 | 20210127
632 | 2021-01-27T07:00 | 20210127
633 | 2021-01-27T08:00 | 20210127
634 | 2021-01-27T09:00 | 20210127
635 | 2021-01-27T10:00 | 20210127
636 | 2021-01-27T11:00 | 20210127
637 | 2021-01-27T12:00 | 20210127
638 | 2021-01-27T13:00 | 20210127
639 | 2021-01-27T14:00 | 20210127
640 | 2021-01-27T15:00 | 20210127
641 | 2021-01-27T16:00 | 20210127
642 | 2021-01-27T17:00 | 20210127
643 | 2021-01-27T18:00 | 20210127
644 | 2021-01-27T19:00 | 20210127
645 | 2021-01-27T20:00 | 20210127
646 | 2021-01-27T21:00 | 20210127
647 | 2021-01-27T22:00 | 20210127
648 | 2021-01-27T23:00 | 20210127
649 | 2021-01-28T00:00 | 20210128
650 | 2021-01-28T01:00 | 20210128
651 | 2021-01-28T02:00 | 20210128
652 | 2021-01-28T03:00 | 20210128
653 | 2021-01-28T04:00 | 20210128
654 | 2021-01-28T05:00 | 20210128
655 | 2021-01-28T06:00 | 20210128
656 | 2021-01-28T07:00 | 20210128
657 | 2021-01-28T08:00 | 20210128
658 | 2021-01-28T09:00 | 20210128
659 | 2021-01-28T10:00 | 20210128
660 | 2021-01-28T11:00 | 20210128
661 | 2021-01-28T12:00 | 20210128
662 | 2021-01-28T13:00 | 20210128
663 | 2021-01-28T14:00 | 20210128
664 | 2021-01-28T15:00 | 20210128
665 | 2021-01-28T16:00 | 20210128
666 | 2021-01-28T17:00 | 20210128
667 | 2021-01-28T18:00 | 20210128
668 | 2021-01-28T19:00 | 20210128
669 | 2021-01-28T20:00 | 20210128
670 | 2021-01-28T21:00 | 20210128
671 | 2021-01-28T22:00 | 20210128
672 | 2021-01-28T23:00 | 20210128
673 | 2021-01-29T00:00 | 20210129
674 | 2021-01-29T01:00 | 20210129
675 | 2021-01-29T02:00 | 20210129
676 | 2021-01-29T03:00 | 20210129
677 | 2021-01-29T04:00 | 20210129
678 | 2021-01-29T05:00 | 20210129
679 | 2021-01-29T06:00 | 20210129
680 | 2021-01-29T07:00 | 20210129
681 | 2021-01-29T08:00 | 20210129
682 | 2021-01-29T09:00 | 20210129
683 | 2021-01-29T10:00 | 20210129
684 | 2021-01-29T11:00 | 20210129
685 | 2021-01-29T12:00 | 20210129
686 | 2021-01-29T13:00 | 20210129
687 | 2021-01-29T14:00 | 20210129
688 | 2021-01-29T15:00 | 20210129
689 | 2021-01-29T16:00 | 20210129
690 | 2021-01-29T17:00 | 20210129
691 | 2021-01-29T18:00 | 20210129
692 | 2021-01-29T19:00 | 20210129
693 | 2021-01-29T20:00 | 20210129
694 | 2021-01-29T21:00 | 20210129
695 | 2021-01-29T22:00 | 20210129
696 | 2021-01-29T23:00 | 20210129
697 | 2021-01-30T00:00 | 20210130
698 | 2021-01-30T01:00 | 20210130
699 | 2021-01-30T02:00 | 20210130
700 | 2021-01-30T03:00 | 20210130
701 | 2021-01-30T04:00 | 20210130
702 | 2021-01-30T05:00 | 20210130
703 | 2021-01-30T06:00 | 20210130
704 | 2021-01-30T07:00 | 20210130
705 | 2021-01-30T08:00 | 20210130
706 | 2021-01-30T09:00 | 20210130
707 | 2021-01-30T10:00 | 20210130
708 | 2021-01-30T11:00 | 20210130
709 | 2021-01-30T12:00 | 20210130
710 | 2021-01-30T13:00 | 20210130
711 | 2021-01-30T14:00 | 20210130
712 | 2021-01-30T15:00 | 20210130
713 | 2021-01-30T16:00 | 20210130
714 | 2021-01-30T17:00 | 20210130
715 | 2021-01-30T18:00 | 20210130
716 | 2021-01-30T19:00 | 20210130
717 | 2021-01-30T20:00 | 20210130
718 | 2021-01-30T21:00 | 20210130
719 | 2021-01-30T22:00 | 20210130
720 | 2021-01-30T23:00 | 20210130
721 | 2021-01-31T00:00 | 20210131
722 | 2021-01-31T01:00 | 20210131
723 | 2021-01-31T02:00 | 20210131
724 | 2021-01-31T03:00 | 20210131
725 | 2021-01-31T04:00 | 20210131
726 | 2021-01-31T05:00 | 20210131
727 | 2021-01-31T06:00 | 20210131
728 | 2021-01-31T07:00 | 20210131
729 | 2021-01-31T08:00 | 20210131
730 | 2021-01-31T09:00 | 20210131
731 | 2021-01-31T10:00 | 20210131
732 | 2021-01-31T11:00 | 20210131
733 | 2021-01-31T12:00 | 20210131
734 | 2021-01-31T13:00 | 20210131
735 | 2021-01-31T14:00 | 20210131
736 | 2021-01-31T15:00 | 20210131
737 | 2021-01-31T16:00 | 20210131
738 | 2021-01-31T17:00 | 20210131
739 | 2021-01-31T18:00 | 20210131
740 | 2021-01-31T19:00 | 20210131
741 | 2021-01-31T20:00 | 20210131
742 | 2021-01-31T21:00 | 20210131
743 | 2021-01-31T22:00 | 20210131
744 | 2021-01-31T23:00 | 20210131
745 | 2021-02-01T00:00 | 20210201
746 | 2021-02-01T01:00 | 20210201
747 | 2021-02-01T02:00 | 20210201
748 | 2021-02-01T03:00 | 20210201
749 | 2021-02-01T04:00 | 20210201
750 | 2021-02-01T05:00 | 20210201
751 | 2021-02-01T06:00 | 20210201
752 | 2021-02-01T07:00 | 20210201
753 | 2021-02-01T08:00 | 20210201
754 | 2021-02-01T09:00 | 20210201
755 | 2021-02-01T10:00 | 20210201
756 | 2021-02-01T11:00 | 20210201
757 | 2021-02-01T12:00 | 20210201
758 | 2021-02-01T13:00 | 20210201
759 | 2021-02-01T14:00 | 20210201
760 | 2021-02-01T15:00 | 20210201
761 | 2021-02-01T16:00 | 20210201
762 | 2021-02-01T17:00 | 20210201
763 | 2021-02-01T18:00 | 20210201
764 | 2021-02-01T19:00 | 20210201
765 | 2021-02-01T20:00 | 20210201
766 | 2021-02-01T21:00 | 20210201
767 | 2021-02-01T22:00 | 20210201
768 | 2021-02-01T23:00 | 20210201
769 | 2021-02-02T00:00 | 20210202
770 | 2021-02-02T01:00 | 20210202
771 | 2021-02-02T02:00 | 20210202
772 | 2021-02-02T03:00 | 20210202
773 | 2021-02-02T04:00 | 20210202
774 | 2021-02-02T05:00 | 20210202
775 | 2021-02-02T06:00 | 20210202
776 | 2021-02-02T07:00 | 20210202
777 | 2021-02-02T08:00 | 20210202
778 | 2021-02-02T09:00 | 20210202
779 | 2021-02-02T10:00 | 20210202
780 | 2021-02-02T11:00 | 20210202
781 | 2021-02-02T12:00 | 20210202
782 | 2021-02-02T13:00 | 20210202
783 | 2021-02-02T14:00 | 20210202
784 | 2021-02-02T15:00 | 20210202
785 | 2021-02-02T16:00 | 20210202
786 | 2021-02-02T17:00 | 20210202
787 | 2021-02-02T18:00 | 20210202
788 | 2021-02-02T19:00 | 20210202
789 | 2021-02-02T20:00 | 20210202
790 | 2021-02-02T21:00 | 20210202
791 | 2021-02-02T22:00 | 20210202
792 | 2021-02-02T23:00 | 20210202
793 | 2021-02-03T00:00 | 20210203
794 | 2021-02-03T01:00 | 20210203
795 | 2021-02-03T02:00 | 20210203
796 | 2021-02-03T03:00 | 20210203
797 | 2021-02-03T04:00 | 20210203
798 | 2021-02-03T05:00 | 20210203
799 | 2021-02-03T06:00 | 20210203
800 | 2021-02-03T07:00 | 20210203
801 | 2021-02-03T08:00 | 20210203
802 | 2021-02-03T09:00 | 20210203
803 | 2021-02-03T10:00 | 20210203
804 | 2021-02-03T11:00 | 20210203
805 | 2021-02-03T12:00 | 20210203
806 | 2021-02-03T13:00 | 20210203
807 | 2021-02-03T14:00 | 20210203
808 | 2021-02-03T15:00 | 20210203
809 | 2021-02-03T16:00 | 20210203
810 | 2021-02-03T17:00 | 20210203
811 | 2021-02-03T18:00 | 20210203
812 | 2021-02-03T19:00 | 20210203
813 | 2021-02-03T20:00 | 20210203
814 | 2021-02-03T21:00 | 20210203
815 | 2021-02-03T22:00 | 20210203
816 | 2021-02-03T23:00 | 20210203
817 | 2021-02-04T00:00 | 20210204
818 | 2021-02-04T01:00 | 20210204
819 | 2021-02-04T02:00 | 20210204
820 | 2021-02-04T03:00 | 20210204
821 | 2021-02-04T04:00 | 20210204
822 | 2021-02-04T05:00 | 20210204
823 | 2021-02-04T06:00 | 20210204
824 | 2021-02-04T07:00 | 20210204
825 | 2021-02-04T08:00 | 20210204
826 | 2021-02-04T09:00 | 20210204
827 | 2021-02-04T10:00 | 20210204
828 | 2021-02-04T11:00 | 20210204
829 | 2021-02-04T12:00 | 20210204
830 | 2021-02-04T13:00 | 20210204
831 | 2021-02-04T14:00 | 20210204
832 | 2021-02-04T15:00 | 20210204
833 | 2021-02-04T16:00 | 20210204
834 | 2021-02-04T17:00 | 20210204
835 | 2021-02-04T18:00 | 20210204
836 | 2021-02-04T19:00 | 20210204
837 | 2021-02-04T20:00 | 20210204
838 | 2021-02-04T21:00 | 20210204
839 | 2021-02-04T22:00 | 20210204
840 | 2021-02-04T23:00 | 20210204
841 | 2021-02-05T00:00 | 20210205
842 | 2021-02-05T01:00 | 20210205
843 | 2021-02-05T02:00 | 20210205
844 | 2021-02-05T03:00 | 20210205
845 | 2021-02-05T04:00 | 20210205
846 | 2021-02-05T05:00 | 20210205
847 | 2021-02-05T06:00 | 20210205
848 | 2021-02-05T07:00 | 20210205
849 | 2021-02-05T08:00 | 20210205
850 | 2021-02-05T09:00 | 20210205
851 | 2021-02-05T10:00 | 20210205
852 | 2021-02-05T11:00 | 20210205
853 | 2021-02-05T12:00 | 20210205
854 | 2021-02-05T13:00 | 20210205
855 | 2021-02-05T14:00 | 20210205
856 | 2021-02-05T15:00 | 20210205
857 | 2021-02-05T16:00 | 20210205
858 | 2021-02-05T17:00 | 20210205
859 | 2021-02-05T18:00 | 20210205
860 | 2021-02-05T19:00 | 20210205
861 | 2021-02-05T20:00 | 20210205
862 | 2021-02-05T21:00 | 20210205
863 | 2021-02-05T22:00 | 20210205
864 | 2021-02-05T23:00 | 20210205
865 | 2021-02-06T00:00 | 20210206
866 | 2021-02-06T01:00 | 20210206
867 | 2021-02-06T02:00 | 20210206
868 | 2021-02-06T03:00 | 20210206
869 | 2021-02-06T04:00 | 20210206
870 | 2021-02-06T05:00 | 20210206
871 | 2021-02-06T06:00 | 20210206
872 | 2021-02-06T07:00 | 20210206
873 | 2021-02-06T08:00 | 20210206
874 | 2021-02-06T09:00 | 20210206
875 | 2021-02-06T10:00 | 20210206
876 | 2021-02-06T11:00 | 20210206
877 | 2021-02-06T12:00 | 20210206
878 | 2021-02-06T13:00 | 20210206
879 | 2021-02-06T14:00 | 20210206
880 | 2021-02-06T15:00 | 20210206
881 | 2021-02-06T16:00 | 20210206
882 | 2021-02-06T17:00 | 20210206
883 | 2021-02-06T18:00 | 20210206
884 | 2021-02-06T19:00 | 20210206
885 | 2021-02-06T20:00 | 20210206
886 | 2021-02-06T21:00 | 20210206
887 | 2021-02-06T22:00 | 20210206
888 | 2021-02-06T23:00 | 20210206
889 | 2021-02-07T00:00 | 20210207
890 | 2021-02-07T01:00 | 20210207
891 | 2021-02-07T02:00 | 20210207
892 | 2021-02-07T03:00 | 20210207
893 | 2021-02-07T04:00 | 20210207
894 | 2021-02-07T05:00 | 20210207
895 | 2021-02-07T06:00 | 20210207
896 | 2021-02-07T07:00 | 20210207
897 | 2021-02-07T08:00 | 20210207
898 | 2021-02-07T09:00 | 20210207
899 | 2021-02-07T10:00 | 20210207
900 | 2021-02-07T11:00 | 20210207
901 | 2021-02-07T12:00 | 20210207
902 | 2021-02-07T13:00 | 20210207
903 | 2021-02-07T14:00 | 20210207
904 | 2021-02-07T15:00 | 20210207
905 | 2021-02-07T16:00 | 20210207
906 | 2021-02-07T17:00 | 20210207
907 | 2021-02-07T18:00 | 20210207
908 | 2021-02-07T19:00 | 20210207
909 | 2021-02-07T20:00 | 20210207
910 | 2021-02-07T21:00 | 20210207
911 | 2021-02-07T22:00 | 20210207
912 | 2021-02-07T23:00 | 20210207
913 | 2021-02-08T00:00 | 20210208
914 | 2021-02-08T01:00 | 20210208
915 | 2021-02-08T02:00 | 20210208
916 | 2021-02-08T03:00 | 20210208
917 | 2021-02-08T04:00 | 20210208
918 | 2021-02-08T05:00 | 20210208
919 | 2021-02-08T06:00 | 20210208
920 | 2021-02-08T07:00 | 20210208
921 | 2021-02-08T08:00 | 20210208
922 | 2021-02-08T09:00 | 20210208
923 | 2021-02-08T10:00 | 20210208
924 | 2021-02-08T11:00 | 20210208
925 | 2021-02-08T12:00 | 20210208
926 | 2021-02-08T13:00 | 20210208
927 | 2021-02-08T14:00 | 20210208
928 | 2021-02-08T15:00 | 20210208
929 | 2021-02-08T16:00 | 20210208
930 | 2021-02-08T17:00 | 20210208
931 | 2021-02-08T18:00 | 20210208
932 | 2021-02-08T19:00 | 20210208
933 | 2021-02-08T20:00 | 20210208
934 | 2021-02-08T21:00 | 20210208
935 | 2021-02-08T22:00 | 20210208
936 | 2021-02-08T23:00 | 20210208
937 | 2021-02-09T00:00 | 20210209
938 | 2021-02-09T01:00 | 20210209
939 | 2021-02-09T02:00 | 20210209
940 | 2021-02-09T03:00 | 20210209
941 | 2021-02-09T04:00 | 20210209
942 | 2021-02-09T05:00 | 20210209
943 | 2021-02-09T06:00 | 20210209
944 | 2021-02-09T07:00 | 20210209
945 | 2021-02-09T08:00 | 20210209
946 | 2021-02-09T09:00 | 20210209
947 | 2021-02-09T10:00 | 20210209
948 | 2021-02-09T11:00 | 20210209
949 | 2021-02-09T12:00 | 20210209
950 | 2021-02-09T13:00 | 20210209
951 | 2021-02-09T14:00 | 20210209
952 | 2021-02-09T15:00 | 20210209
953 | 2021-02-09T16:00 | 20210209
954 | 2021-02-09T17:00 | 20210209
955 | 2021-02-09T18:00 | 20210209
956 | 2021-02-09T19:00 | 20210209
957 | 2021-02-09T20:00 | 20210209
958 | 2021-02-09T21:00 | 20210209
959 | 2021-02-09T22:00 | 20210209
960 | 2021-02-09T23:00 | 20210209
961 | 2021-02-10T00:00 | 20210210
962 | 2021-02-10T01:00 | 20210210
963 | 2021-02-10T02:00 | 20210210
964 | 2021-02-10T03:00 | 20210210
965 | 2021-02-10T04:00 | 20210210
966 | 2021-02-10T05:00 | 20210210
967 | 2021-02-10T06:00 | 20210210
968 | 2021-02-10T07:00 | 20210210
969 | 2021-02-10T08:00 | 20210210
970 | 2021-02-10T09:00 | 20210210
971 | 2021-02-10T10:00 | 20210210
972 | 2021-02-10T11:00 | 20210210
973 | 2021-02-10T12:00 | 20210210
974 | 2021-02-10T13:00 | 20210210
975 | 2021-02-10T14:00 | 20210210
976 | 2021-02-10T15:00 | 20210210
977 | 2021-02-10T16:00 | 20210210
978 | 2021-02-10T17:00 | 20210210
979 | 2021-02-10T18:00 | 20210210
980 | 2021-02-10T19:00 | 20210210
981 | 2021-02-10T20:00 | 20210210
982 | 2021-02-10T21:00 | 20210210
983 | 2021-02-10T22:00 | 20210210
984 | 2021-02-10T23:00 | 20210210
985 | 2021-02-11T00:00 | 20210211
986 | 2021-02-11T01:00 | 20210211
987 | 2021-02-11T02:00 | 20210211
988 | 2021-02-11T03:00 | 20210211
989 | 2021-02-11T04:00 | 20210211
990 | 2021-02-11T05:00 | 20210211
991 | 2021-02-11T06:00 | 20210211
992 | 2021-02-11T07:00 | 20210211
993 | 2021-02-11T08:00 | 20210211
994 | 2021-02-11T09:00 | 20210211
995 | 2021-02-11T10:00 | 20210211
996 | 2021-02-11T11:00 | 20210211
997 | 2021-02-11T12:00 | 20210211
998 | 2021-02-11T13:00 | 20210211
999 | 2021-02-11T14:00 | 20210211
1000 | 2021-02-11T15:00 | 20210211
1001 | 2021-02-11T16:00 | 20210211
1002 | 2021-02-11T17:00 | 20210211
1003 | 2021-02-11T18:00 | 20210211
1004 | 2021-02-11T19:00 | 20210211
1005 | 2021-02-11T20:00 | 20210211
1006 | 2021-02-11T21:00 | 20210211
1007 | 2021-02-11T22:00 | 20210211
1008 | 2021-02-11T23:00 | 20210211
1009 | 2021-02-12T00:00 | 20210212
1010 | 2021-02-12T01:00 | 20210212
1011 | 2021-02-12T02:00 | 20210212
1012 | 2021-02-12T03:00 | 20210212
1013 | 2021-02-12T04:00 | 20210212
1014 | 2021-02-12T05:00 | 20210212
1015 | 2021-02-12T06:00 | 20210212
1016 | 2021-02-12T07:00 | 20210212
1017 | 2021-02-12T08:00 | 20210212
1018 | 2021-02-12T09:00 | 20210212
1019 | 2021-02-12T10:00 | 20210212
1020 | 2021-02-12T11:00 | 20210212
1021 | 2021-02-12T12:00 | 20210212
1022 | 2021-02-12T13:00 | 20210212
1023 | 2021-02-12T14:00 | 20210212
1024 | 2021-02-12T15:00 | 20210212
1025 | 2021-02-12T16:00 | 20210212
1026 | 2021-02-12T17:00 | 20210212
1027 | 2021-02-12T18:00 | 20210212
1028 | 2021-02-12T19:00 | 20210212
1029 | 2021-02-12T20:00 | 20210212
1030 | 2021-02-12T21:00 | 20210212
1031 | 2021-02-12T22:00 | 20210212
1032 | 2021-02-12T23:00 | 20210212
1033 | 2021-02-13T00:00 | 20210213
1034 | 2021-02-13T01:00 | 20210213
1035 | 2021-02-13T02:00 | 20210213
1036 | 2021-02-13T03:00 | 20210213
1037 | 2021-02-13T04:00 | 20210213
1038 | 2021-02-13T05:00 | 20210213
1039 | 2021-02-13T06:00 | 20210213
1040 | 2021-02-13T07:00 | 20210213
1041 | 2021-02-13T08:00 | 20210213
1042 | 2021-02-13T09:00 | 20210213
1043 | 2021-02-13T10:00 | 20210213
1044 | 2021-02-13T11:00 | 20210213
1045 | 2021-02-13T12:00 | 20210213
1046 | 2021-02-13T13:00 | 20210213
1047 | 2021-02-13T14:00 | 20210213
1048 | 2021-02-13T15:00 | 20210213
1049 | 2021-02-13T16:00 | 20210213
1050 | 2021-02-13T17:00 | 20210213
1051 | 2021-02-13T18:00 | 20210213
1052 | 2021-02-13T19:00 | 20210213
1053 | 2021-02-13T20:00 | 20210213
1054 | 2021-02-13T21:00 | 20210213
1055 | 2021-02-13T22:00 | 20210213
1056 | 2021-02-13T23:00 | 20210213
1057 | 2021-02-14T00:00 | 20210214
1058 | 2021-02-14T01:00 | 20210214
1059 | 2021-02-14T02:00 | 20210214
1060 | 2021-02-14T03:00 | 20210214
1061 | 2021-02-14T04:00 | 20210214
1062 | 2021-02-14T05:00 | 20210214
1063 | 2021-02-14T06:00 | 20210214
1064 | 2021-02-14T07:00 | 20210214
1065 | 2021-02-14T08:00 | 20210214
1066 | 2021-02-14T09:00 | 20210214
1067 | 2021-02-14T10:00 | 20210214
1068 | 2021-02-14T11:00 | 20210214
1069 | 2021-02-14T12:00 | 20210214
1070 | 2021-02-14T13:00 | 20210214
1071 | 2021-02-14T14:00 | 20210214
1072 | 2021-02-14T15:00 | 20210214
1073 | 2021-02-14T16:00 | 20210214
1074 | 2021-02-14T17:00 | 20210214
1075 | 2021-02-14T18:00 | 20210214
1076 | 2021-02-14T19:00 | 20210214
1077 | 2021-02-14T20:00 | 20210214
1078 | 2021-02-14T21:00 | 20210214
1079 | 2021-02-14T22:00 | 20210214
1080 | 2021-02-14T23:00 | 20210214
1081 | 2021-02-15T00:00 | 20210215
1082 | 2021-02-15T01:00 | 20210215
1083 | 2021-02-15T02:00 | 20210215
1084 | 2021-02-15T03:00 | 20210215
1085 | 2021-02-15T04:00 | 20210215
1086 | 2021-02-15T05:00 | 20210215
1087 | 2021-02-15T06:00 | 20210215
1088 | 2021-02-15T07:00 | 20210215
1089 | 2021-02-15T08:00 | 20210215
1090 | 2021-02-15T09:00 | 20210215
1091 | 2021-02-15T10:00 | 20210215
1092 | 2021-02-15T11:00 | 20210215
1093 | 2021-02-15T12:00 | 20210215
1094 | 2021-02-15T13:00 | 20210215
1095 | 2021-02-15T14:00 | 20210215
1096 | 2021-02-15T15:00 | 20210215
1097 | 2021-02-15T16:00 | 20210215
1098 | 2021-02-15T17:00 | 20210215
1099 | 2021-02-15T18:00 | 20210215
1100 | 2021-02-15T19:00 | 20210215
1101 | 2021-02-15T20:00 | 20210215
1102 | 2021-02-15T21:00 | 20210215
1103 | 2021-02-15T22:00 | 20210215
1104 | 2021-02-15T23:00 | 20210215
1105 | 2021-02-16T00:00 | 20210216
1106 | 2021-02-16T01:00 | 20210216
1107 | 2021-02-16T02:00 | 20210216
1108 | 2021-02-16T03:00 | 20210216
1109 | 2021-02-16T04:00 | 20210216
1110 | 2021-02-16T05:00 | 20210216
1111 | 2021-02-16T06:00 | 20210216
1112 | 2021-02-16T07:00 | 20210216
1113 | 2021-02-16T08:00 | 20210216
1114 | 2021-02-16T09:00 | 20210216
1115 | 2021-02-16T10:00 | 20210216
1116 | 2021-02-16T11:00 | 20210216
1117 | 2021-02-16T12:00 | 20210216
1118 | 2021-02-16T13:00 | 20210216
1119 | 2021-02-16T14:00 | 20210216
1120 | 2021-02-16T15:00 | 20210216
1121 | 2021-02-16T16:00 | 20210216
1122 | 2021-02-16T17:00 | 20210216
1123 | 2021-02-16T18:00 | 20210216
1124 | 2021-02-16T19:00 | 20210216
1125 | 2021-02-16T20:00 | 20210216
1126 | 2021-02-16T21:00 | 20210216
1127 | 2021-02-16T22:00 | 20210216
1128 | 2021-02-16T23:00 | 20210216
1129 | 2021-02-17T00:00 | 20210217
1130 | 2021-02-17T01:00 | 20210217
1131 | 2021-02-17T02:00 | 20210217
1132 | 2021-02-17T03:00 | 20210217
1133 | 2021-02-17T04:00 | 20210217
1134 | 2021-02-17T05:00 | 20210217
1135 | 2021-02-17T06:00 | 20210217
1136 | 2021-02-17T07:00 | 20210217
1137 | 2021-02-17T08:00 | 20210217
1138 | 2021-02-17T09:00 | 20210217
1139 | 2021-02-17T10:00 | 20210217
1140 | 2021-02-17T11:00 | 20210217
1141 | 2021-02-17T12:00 | 20210217
1142 | 2021-02-17T13:00 | 20210217
1143 | 2021-02-17T14:00 | 20210217
1144 | 2021-02-17T15:00 | 20210217
1145 | 2021-02-17T16:00 | 20210217
1146 | 2021-02-17T17:00 | 20210217
1147 | 2021-02-17T18:00 | 20210217
1148 | 2021-02-17T19:00 | 20210217
1149 | 2021-02-17T20:00 | 20210217
1150 | 2021-02-17T21:00 | 20210217
1151 | 2021-02-17T22:00 | 20210217
1152 | 2021-02-17T23:00 | 20210217
1153 | 2021-02-18T00:00 | 20210218
1154 | 2021-02-18T01:00 | 20210218
1155 | 2021-02-18T02:00 | 20210218
1156 | 2021-02-18T03:00 | 20210218
1157 | 2021-02-18T04:00 | 20210218
1158 | 2021-02-18T05:00 | 20210218
1159 | 2021-02-18T06:00 | 20210218
1160 | 2021-02-18T07:00 | 20210218
1161 | 2021-02-18T08:00 | 20210218
1162 | 2021-02-18T09:00 | 20210218
1163 | 2021-02-18T10:00 | 20210218
1164 | 2021-02-18T11:00 | 20210218
1165 | 2021-02-18T12:00 | 20210218
1166 | 2021-02-18T13:00 | 20210218
1167 | 2021-02-18T14:00 | 20210218
1168 | 2021-02-18T15:00 | 20210218
1169 | 2021-02-18T16:00 | 20210218
1170 | 2021-02-18T17:00 | 20210218
1171 | 2021-02-18T18:00 | 20210218
1172 | 2021-02-18T19:00 | 20210218
1173 | 2021-02-18T20:00 | 20210218
1174 | 2021-02-18T21:00 | 20210218
1175 | 2021-02-18T22:00 | 20210218
1176 | 2021-02-18T23:00 | 20210218
1177 | 2021-02-19T00:00 | 20210219
1178 | 2021-02-19T01:00 | 20210219
1179 | 2021-02-19T02:00 | 20210219
1180 | 2021-02-19T03:00 | 20210219
1181 | 2021-02-19T04:00 | 20210219
1182 | 2021-02-19T05:00 | 20210219
1183 | 2021-02-19T06:00 | 20210219
1184 | 2021-02-19T07:00 | 20210219
1185 | 2021-02-19T08:00 | 20210219
1186 | 2021-02-19T09:00 | 20210219
1187 | 2021-02-19T10:00 | 20210219
1188 | 2021-02-19T11:00 | 20210219
1189 | 2021-02-19T12:00 | 20210219
1190 | 2021-02-19T13:00 | 20210219
1191 | 2021-02-19T14:00 | 20210219
1192 | 2021-02-19T15:00 | 20210219
1193 | 2021-02-19T16:00 | 20210219
1194 | 2021-02-19T17:00 | 20210219
1195 | 2021-02-19T18:00 | 20210219
1196 | 2021-02-19T19:00 | 20210219
1197 | 2021-02-19T20:00 | 20210219
1198 | 2021-02-19T21:00 | 20210219
1199 | 2021-02-19T22:00 | 20210219
1200 | 2021-02-19T23:00 | 20210219
1201 | 2021-02-20T00:00 | 20210220
1202 | 2021-02-20T01:00 | 20210220
1203 | 2021-02-20T02:00 | 20210220
1204 | 2021-02-20T03:00 | 20210220
1205 | 2021-02-20T04:00 | 20210220
1206 | 2021-02-20T05:00 | 20210220
1207 | 2021-02-20T06:00 | 20210220
1208 | 2021-02-20T07:00 | 20210220
1209 | 2021-02-20T08:00 | 20210220
1210 | 2021-02-20T09:00 | 20210220
1211 | 2021-02-20T10:00 | 20210220
1212 | 2021-02-20T11:00 | 20210220
1213 | 2021-02-20T12:00 | 20210220
1214 | 2021-02-20T13:00 | 20210220
1215 | 2021-02-20T14:00 | 20210220
1216 | 2021-02-20T15:00 | 20210220
1217 | 2021-02-20T16:00 | 20210220
1218 | 2021-02-20T17:00 | 20210220
1219 | 2021-02-20T18:00 | 20210220
1220 | 2021-02-20T19:00 | 20210220
1221 | 2021-02-20T20:00 | 20210220
1222 | 2021-02-20T21:00 | 20210220
1223 | 2021-02-20T22:00 | 20210220
1224 | 2021-02-20T23:00 | 20210220
1225 | 2021-02-21T00:00 | 20210221
1226 | 2021-02-21T01:00 | 20210221
1227 | 2021-02-21T02:00 | 20210221
1228 | 2021-02-21T03:00 | 20210221
1229 | 2021-02-21T04:00 | 20210221
1230 | 2021-02-21T05:00 | 20210221
1231 | 2021-02-21T06:00 | 20210221
1232 | 2021-02-21T07:00 | 20210221
1233 | 2021-02-21T08:00 | 20210221
1234 | 2021-02-21T09:00 | 20210221
1235 | 2021-02-21T10:00 | 20210221
1236 | 2021-02-21T11:00 | 20210221
1237 | 2021-02-21T12:00 | 20210221
1238 | 2021-02-21T13:00 | 20210221
1239 | 2021-02-21T14:00 | 20210221
1240 | 2021-02-21T15:00 | 20210221
1241 | 2021-02-21T16:00 | 20210221
1242 | 2021-02-21T17:00 | 20210221
1243 | 2021-02-21T18:00 | 20210221
1244 | 2021-02-21T19:00 | 20210221
1245 | 2021-02-21T20:00 | 20210221
1246 | 2021-02-21T21:00 | 20210221
1247 | 2021-02-21T22:00 | 20210221
1248 | 2021-02-21T23:00 | 20210221
1249 | 2021-02-22T00:00 | 20210222
1250 | 2021-02-22T01:00 | 20210222
1251 | 2021-02-22T02:00 | 20210222
1252 | 2021-02-22T03:00 | 20210222
1253 | 2021-02-22T04:00 | 20210222
1254 | 2021-02-22T05:00 | 20210222
1255 | 2021-02-22T06:00 | 20210222
1256 | 2021-02-22T07:00 | 20210222
1257 | 2021-02-22T08:00 | 20210222
1258 | 2021-02-22T09:00 | 20210222
1259 | 2021-02-22T10:00 | 20210222
1260 | 2021-02-22T11:00 | 20210222
1261 | 2021-02-22T12:00 | 20210222
1262 | 2021-02-22T13:00 | 20210222
1263 | 2021-02-22T14:00 | 20210222
1264 | 2021-02-22T15:00 | 20210222
1265 | 2021-02-22T16:00 | 20210222
1266 | 2021-02-22T17:00 | 20210222
1267 | 2021-02-22T18:00 | 20210222
1268 | 2021-02-22T19:00 | 20210222
1269 | 2021-02-22T20:00 | 20210222
1270 | 2021-02-22T21:00 | 20210222
1271 | 2021-02-22T22:00 | 20210222
1272 | 2021-02-22T23:00 | 20210222
1273 | 2021-02-23T00:00 | 20210223
1274 | 2021-02-23T01:00 | 20210223
1275 | 2021-02-23T02:00 | 20210223
1276 | 2021-02-23T03:00 | 20210223
1277 | 2021-02-23T04:00 | 20210223
1278 | 2021-02-23T05:00 | 20210223
1279 | 2021-02-23T06:00 | 20210223
1280 | 2021-02-23T07:00 | 20210223
1281 | 2021-02-23T08:00 | 20210223
1282 | 2021-02-23T09:00 | 20210223
1283 | 2021-02-23T10:00 | 20210223
1284 | 2021-02-23T11:00 | 20210223
1285 | 2021-02-23T12:00 | 20210223
1286 | 2021-02-23T13:00 | 20210223
1287 | 2021-02-23T14:00 | 20210223
1288 | 2021-02-23T15:00 | 20210223
1289 | 2021-02-23T16:00 | 20210223
1290 | 2021-02-23T17:00 | 20210223
1291 | 2021-02-23T18:00 | 20210223
1292 | 2021-02-23T19:00 | 20210223
1293 | 2021-02-23T20:00 | 20210223
1294 | 2021-02-23T21:00 | 20210223
1295 | 2021-02-23T22:00 | 20210223
1296 | 2021-02-23T23:00 | 20210223
1297 | 2021-02-24T00:00 | 20210224
1298 | 2021-02-24T01:00 | 20210224
1299 | 2021-02-24T02:00 | 20210224
1300 | 2021-02-24T03:00 | 20210224
1301 | 2021-02-24T04:00 | 20210224
1302 | 2021-02-24T05:00 | 20210224
1303 | 2021-02-24T06:00 | 20210224
1304 | 2021-02-24T07:00 | 20210224
1305 | 2021-02-24T08:00 | 20210224
1306 | 2021-02-24T09:00 | 20210224
1307 | 2021-02-24T10:00 | 20210224
1308 | 2021-02-24T11:00 | 20210224
1309 | 2021-02-24T12:00 | 20210224
1310 | 2021-02-24T13:00 | 20210224
1311 | 2021-02-24T14:00 | 20210224
1312 | 2021-02-24T15:00 | 20210224
1313 | 2021-02-24T16:00 | 20210224
1314 | 2021-02-24T17:00 | 20210224
1315 | 2021-02-24T18:00 | 20210224
1316 | 2021-02-24T19:00 | 20210224
1317 | 2021-02-24T20:00 | 20210224
1318 | 2021-02-24T21:00 | 20210224
1319 | 2021-02-24T22:00 | 20210224
1320 | 2021-02-24T23:00 | 20210224
1321 | 2021-02-25T00:00 | 20210225
1322 | 2021-02-25T01:00 | 20210225
1323 | 2021-02-25T02:00 | 20210225
1324 | 2021-02-25T03:00 | 20210225
1325 | 2021-02-25T04:00 | 20210225
1326 | 2021-02-25T05:00 | 20210225
1327 | 2021-02-25T06:00 | 20210225
1328 | 2021-02-25T07:00 | 20210225
1329 | 2021-02-25T08:00 | 20210225
1330 | 2021-02-25T09:00 | 20210225
1331 | 2021-02-25T10:00 | 20210225
1332 | 2021-02-25T11:00 | 20210225
1333 | 2021-02-25T12:00 | 20210225
1334 | 2021-02-25T13:00 | 20210225
1335 | 2021-02-25T14:00 | 20210225
1336 | 2021-02-25T15:00 | 20210225
1337 | 2021-02-25T16:00 | 20210225
1338 | 2021-02-25T17:00 | 20210225
1339 | 2021-02-25T18:00 | 20210225
1340 | 2021-02-25T19:00 | 20210225
1341 | 2021-02-25T20:00 | 20210225
1342 | 2021-02-25T21:00 | 20210225
1343 | 2021-02-25T22:00 | 20210225
1344 | 2021-02-25T23:00 | 20210225
1345 | 2021-02-26T00:00 | 20210226
1346 | 2021-02-26T01:00 | 20210226
1347 | 2021-02-26T02:00 | 20210226
1348 | 2021-02-26T03:00 | 20210226
1349 | 2021-02-26T04:00 | 20210226
1350 | 2021-02-26T05:00 | 20210226
1351 | 2021-02-26T06:00 | 20210226
1352 | 2021-02-26T07:00 | 20210226
1353 | 2021-02-26T08:00 | 20210226
1354 | 2021-02-26T09:00 | 20210226
1355 | 2021-02-26T10:00 | 20210226
1356 | 2021-02-26T11:00 | 20210226
1357 | 2021-02-26T12:00 | 20210226
1358 | 2021-02-26T13:00 | 20210226
1359 | 2021-02-26T14:00 | 20210226
1360 | 2021-02-26T15:00 | 20210226
1361 | 2021-02-26T16:00 | 20210226
1362 | 2021-02-26T17:00 | 20210226
1363 | 2021-02-26T18:00 | 20210226
1364 | 2021-02-26T19:00 | 20210226
1365 | 2021-02-26T20:00 | 20210226
1366 | 2021-02-26T21:00 | 20210226
1367 | 2021-02-26T22:00 | 20210226
1368 | 2021-02-26T23:00 | 20210226
1369 | 2021-02-27T00:00 | 20210227
1370 | 2021-02-27T01:00 | 20210227
1371 | 2021-02-27T02:00 | 20210227
1372 | 2021-02-27T03:00 | 20210227
1373 | 2021-02-27T04:00 | 20210227
1374 | 2021-02-27T05:00 | 20210227
1375 | 2021-02-27T06:00 | 20210227
1376 | 2021-02-27T07:00 | 20210227
1377 | 2021-02-27T08:00 | 20210227
1378 | 2021-02-27T09:00 | 20210227
1379 | 2021-02-27T10:00 | 20210227
1380 | 2021-02-27T11:00 | 20210227
1381 | 2021-02-27T12:00 | 20210227
1382 | 2021-02-27T13:00 | 20210227
1383 | 2021-02-27T14:00 | 20210227
1384 | 2021-02-27T15:00 | 20210227
1385 | 2021-02-27T16:00 | 20210227
1386 | 2021-02-27T17:00 | 20210227
1387 | 2021-02-27T18:00 | 20210227
1388 | 2021-02-27T19:00 | 20210227
1389 | 2021-02-27T20:00 | 20210227
1390 | 2021-02-27T21:00 | 20210227
1391 | 2021-02-27T22:00 | 20210227
1392 | 2021-02-27T23:00 | 20210227
1393 | 2021-02-28T00:00 | 20210228
1394 | 2021-02-28T01:00 | 20210228
1395 | 2021-02-28T02:00 | 20210228
1396 | 2021-02-28T03:00 | 20210228
1397 | 2021-02-28T04:00 | 20210228
1398 | 2021-02-28T05:00 | 20210228
1399 | 2021-02-28T06:00 | 20210228
1400 | 2021-02-28T07:00 | 20210228
1401 | 2021-02-28T08:00 | 20210228
1402 | 2021-02-28T09:00 | 20210228
1403 | 2021-02-28T10:00 | 20210228
1404 | 2021-02-28T11:00 | 20210228
1405 | 2021-02-28T12:00 | 20210228
1406 | 2021-02-28T13:00 | 20210228
1407 | 2021-02-28T14:00 | 20210228
1408 | 2021-02-28T15:00 | 20210228
1409 | 2021-02-28T16:00 | 20210228
1410 | 2021-02-28T17:00 | 20210228
1411 | 2021-02-28T18:00 | 20210228
1412 | 2021-02-28T19:00 | 20210228
1413 | 2021-02-28T20:00 | 20210228
1414 | 2021-02-28T21:00 | 20210228
1415 | 2021-02-28T22:00 | 20210228
1416 | 2021-02-28T23:00 | 20210228
1417 | 2021-03-01T00:00 | 20210301
1418 | 2021-03-01T01:00 | 20210301
1419 | 2021-03-01T02:00 | 20210301
1420 | 2021-03-01T03:00 | 20210301
1421 | 2021-03-01T04:00 | 20210301
1422 | 2021-03-01T05:00 | 20210301
1423 | 2021-03-01T06:00 | 20210301
1424 | 2021-03-01T07:00 | 20210301
1425 | 2021-03-01T08:00 | 20210301
1426 | 2021-03-01T09:00 | 20210301
1427 | 2021-03-01T10:00 | 20210301
1428 | 2021-03-01T11:00 | 20210301
1429 | 2021-03-01T12:00 | 20210301
1430 | 2021-03-01T13:00 | 20210301
1431 | 2021-03-01T14:00 | 20210301
1432 | 2021-03-01T15:00 | 20210301
1433 | 2021-03-01T16:00 | 20210301
1434 | 2021-03-01T17:00 | 20210301
1435 | 2021-03-01T18:00 | 20210301
1436 | 2021-03-01T19:00 | 20210301
1437 | 2021-03-01T20:00 | 20210301
1438 | 2021-03-01T21:00 | 20210301
1439 | 2021-03-01T22:00 | 20210301
1440 | 2021-03-01T23:00 | 20210301
1441 | 2021-03-02T00:00 | 20210302
1442 | 2021-03-02T01:00 | 20210302
1443 | 2021-03-02T02:00 | 20210302
1444 | 2021-03-02T03:00 | 20210302
1445 | 2021-03-02T04:00 | 20210302
1446 | 2021-03-02T05:00 | 20210302
1447 | 2021-03-02T06:00 | 20210302
1448 | 2021-03-02T07:00 | 20210302
1449 | 2021-03-02T08:00 | 20210302
1450 | 2021-03-02T09:00 | 20210302
1451 | 2021-03-02T10:00 | 20210302
1452 | 2021-03-02T11:00 | 20210302
1453 | 2021-03-02T12:00 | 20210302
1454 | 2021-03-02T13:00 | 20210302
1455 | 2021-03-02T14:00 | 20210302
1456 | 2021-03-02T15:00 | 20210302
1457 | 2021-03-02T16:00 | 20210302
1458 | 2021-03-02T17:00 | 20210302
1459 | 2021-03-02T18:00 | 20210302
1460 | 2021-03-02T19:00 | 20210302
1461 | 2021-03-02T20:00 | 20210302
1462 | 2021-03-02T21:00 | 20210302
1463 | 2021-03-02T22:00 | 20210302
1464 | 2021-03-02T23:00 | 20210302
1465 | 2021-03-03T00:00 | 20210303
1466 | 2021-03-03T01:00 | 20210303
1467 | 2021-03-03T02:00 | 20210303
1468 | 2021-03-03T03:00 | 20210303
1469 | 2021-03-03T04:00 | 20210303
1470 | 2021-03-03T05:00 | 20210303
1471 | 2021-03-03T06:00 | 20210303
1472 | 2021-03-03T07:00 | 20210303
1473 | 2021-03-03T08:00 | 20210303
1474 | 2021-03-03T09:00 | 20210303
1475 | 2021-03-03T10:00 | 20210303
1476 | 2021-03-03T11:00 | 20210303
1477 | 2021-03-03T12:00 | 20210303
1478 | 2021-03-03T13:00 | 20210303
1479 | 2021-03-03T14:00 | 20210303
1480 | 2021-03-03T15:00 | 20210303
1481 | 2021-03-03T16:00 | 20210303
1482 | 2021-03-03T17:00 | 20210303
1483 | 2021-03-03T18:00 | 20210303
1484 | 2021-03-03T19:00 | 20210303
1485 | 2021-03-03T20:00 | 20210303
1486 | 2021-03-03T21:00 | 20210303
1487 | 2021-03-03T22:00 | 20210303
1488 | 2021-03-03T23:00 | 20210303
1489 | 2021-03-04T00:00 | 20210304
1490 | 2021-03-04T01:00 | 20210304
1491 | 2021-03-04T02:00 | 20210304
1492 | 2021-03-04T03:00 | 20210304
1493 | 2021-03-04T04:00 | 20210304
1494 | 2021-03-04T05:00 | 20210304
1495 | 2021-03-04T06:00 | 20210304
1496 | 2021-03-04T07:00 | 20210304
1497 | 2021-03-04T08:00 | 20210304
1498 | 2021-03-04T09:00 | 20210304
1499 | 2021-03-04T10:00 | 20210304
1500 | 2021-03-04T11:00 | 20210304
1501 | 2021-03-04T12:00 | 20210304
1502 | 2021-03-04T13:00 | 20210304
1503 | 2021-03-04T14:00 | 20210304
1504 | 2021-03-04T15:00 | 20210304
1505 | 2021-03-04T16:00 | 20210304
1506 | 2021-03-04T17:00 | 20210304
1507 | 2021-03-04T18:00 | 20210304
1508 | 2021-03-04T19:00 | 20210304
1509 | 2021-03-04T20:00 | 20210304
1510 | 2021-03-04T21:00 | 20210304
1511 | 2021-03-04T22:00 | 20210304
1512 | 2021-03-04T23:00 | 20210304
1513 | 2021-03-05T00:00 | 20210305
1514 | 2021-03-05T01:00 | 20210305
1515 | 2021-03-05T02:00 | 20210305
1516 | 2021-03-05T03:00 | 20210305
1517 | 2021-03-05T04:00 | 20210305
1518 | 2021-03-05T05:00 | 20210305
1519 | 2021-03-05T06:00 | 20210305
1520 | 2021-03-05T07:00 | 20210305
1521 | 2021-03-05T08:00 | 20210305
1522 | 2021-03-05T09:00 | 20210305
1523 | 2021-03-05T10:00 | 20210305
1524 | 2021-03-05T11:00 | 20210305
1525 | 2021-03-05T12:00 | 20210305
1526 | 2021-03-05T13:00 | 20210305
1527 | 2021-03-05T14:00 | 20210305
1528 | 2021-03-05T15:00 | 20210305
1529 | 2021-03-05T16:00 | 20210305
1530 | 2021-03-05T17:00 | 20210305
1531 | 2021-03-05T18:00 | 20210305
1532 | 2021-03-05T19:00 | 20210305
1533 | 2021-03-05T20:00 | 20210305
1534 | 2021-03-05T21:00 | 20210305
1535 | 2021-03-05T22:00 | 20210305
1536 | 2021-03-05T23:00 | 20210305
1537 | 2021-03-06T00:00 | 20210306
1538 | 2021-03-06T01:00 | 20210306
1539 | 2021-03-06T02:00 | 20210306
1540 | 2021-03-06T03:00 | 20210306
1541 | 2021-03-06T04:00 | 20210306
1542 | 2021-03-06T05:00 | 20210306
1543 | 2021-03-06T06:00 | 20210306
1544 | 2021-03-06T07:00 | 20210306
1545 | 2021-03-06T08:00 | 20210306
1546 | 2021-03-06T09:00 | 20210306
1547 | 2021-03-06T10:00 | 20210306
1548 | 2021-03-06T11:00 | 20210306
1549 | 2021-03-06T12:00 | 20210306
1550 | 2021-03-06T13:00 | 20210306
1551 | 2021-03-06T14:00 | 20210306
1552 | 2021-03-06T15:00 | 20210306
1553 | 2021-03-06T16:00 | 20210306
1554 | 2021-03-06T17:00 | 20210306
1555 | 2021-03-06T18:00 | 20210306
1556 | 2021-03-06T19:00 | 20210306
1557 | 2021-03-06T20:00 | 20210306
1558 | 2021-03-06T21:00 | 20210306
1559 | 2021-03-06T22:00 | 20210306
1560 | 2021-03-06T23:00 | 20210306
1561 | 2021-03-07T00:00 | 20210307
1562 | 2021-03-07T01:00 | 20210307
1563 | 2021-03-07T02:00 | 20210307
1564 | 2021-03-07T03:00 | 20210307
1565 | 2021-03-07T04:00 | 20210307
1566 | 2021-03-07T05:00 | 20210307
1567 | 2021-03-07T06:00 | 20210307
1568 | 2021-03-07T07:00 | 20210307
1569 | 2021-03-07T08:00 | 20210307
1570 | 2021-03-07T09:00 | 20210307
1571 | 2021-03-07T10:00 | 20210307
1572 | 2021-03-07T11:00 | 20210307
1573 | 2021-03-07T12:00 | 20210307
1574 | 2021-03-07T13:00 | 20210307
1575 | 2021-03-07T14:00 | 20210307
1576 | 2021-03-07T15:00 | 20210307
1577 | 2021-03-07T16:00 | 20210307
1578 | 2021-03-07T17:00 | 20210307
1579 | 2021-03-07T18:00 | 20210307
1580 | 2021-03-07T19:00 | 20210307
1581 | 2021-03-07T20:00 | 20210307
1582 | 2021-03-07T21:00 | 20210307
1583 | 2021-03-07T22:00 | 20210307
1584 | 2021-03-07T23:00 | 20210307
1585 | 2021-03-08T00:00 | 20210308
1586 | 2021-03-08T01:00 | 20210308
1587 | 2021-03-08T02:00 | 20210308
1588 | 2021-03-08T03:00 | 20210308
1589 | 2021-03-08T04:00 | 20210308
1590 | 2021-03-08T05:00 | 20210308
1591 | 2021-03-08T06:00 | 20210308
1592 | 2021-03-08T07:00 | 20210308
1593 | 2021-03-08T08:00 | 20210308
1594 | 2021-03-08T09:00 | 20210308
1595 | 2021-03-08T10:00 | 20210308
1596 | 2021-03-08T11:00 | 20210308
1597 | 2021-03-08T12:00 | 20210308
1598 | 2021-03-08T13:00 | 20210308
1599 | 2021-03-08T14:00 | 20210308
1600 | 2021-03-08T15:00 | 20210308
1601 | 2021-03-08T16:00 | 20210308
1602 | 2021-03-08T17:00 | 20210308
1603 | 2021-03-08T18:00 | 20210308
1604 | 2021-03-08T19:00 | 20210308
1605 | 2021-03-08T20:00 | 20210308
1606 | 2021-03-08T21:00 | 20210308
1607 | 2021-03-08T22:00 | 20210308
1608 | 2021-03-08T23:00 | 20210308
1609 | 2021-03-09T00:00 | 20210309
1610 | 2021-03-09T01:00 | 20210309
1611 | 2021-03-09T02:00 | 20210309
1612 | 2021-03-09T03:00 | 20210309
1613 | 2021-03-09T04:00 | 20210309
1614 | 2021-03-09T05:00 | 20210309
1615 | 2021-03-09T06:00 | 20210309
1616 | 2021-03-09T07:00 | 20210309
1617 | 2021-03-09T08:00 | 20210309
1618 | 2021-03-09T09:00 | 20210309
1619 | 2021-03-09T10:00 | 20210309
1620 | 2021-03-09T11:00 | 20210309
1621 | 2021-03-09T12:00 | 20210309
1622 | 2021-03-09T13:00 | 20210309
1623 | 2021-03-09T14:00 | 20210309
1624 | 2021-03-09T15:00 | 20210309
1625 | 2021-03-09T16:00 | 20210309
1626 | 2021-03-09T17:00 | 20210309
1627 | 2021-03-09T18:00 | 20210309
1628 | 2021-03-09T19:00 | 20210309
1629 | 2021-03-09T20:00 | 20210309
1630 | 2021-03-09T21:00 | 20210309
1631 | 2021-03-09T22:00 | 20210309
1632 | 2021-03-09T23:00 | 20210309
1633 | 2021-03-10T00:00 | 20210310
1634 | 2021-03-10T01:00 | 20210310
1635 | 2021-03-10T02:00 | 20210310
1636 | 2021-03-10T03:00 | 20210310
1637 | 2021-03-10T04:00 | 20210310
1638 | 2021-03-10T05:00 | 20210310
1639 | 2021-03-10T06:00 | 20210310
1640 | 2021-03-10T07:00 | 20210310
1641 | 2021-03-10T08:00 | 20210310
1642 | 2021-03-10T09:00 | 20210310
1643 | 2021-03-10T10:00 | 20210310
1644 | 2021-03-10T11:00 | 20210310
1645 | 2021-03-10T12:00 | 20210310
1646 | 2021-03-10T13:00 | 20210310
1647 | 2021-03-10T14:00 | 20210310
1648 | 2021-03-10T15:00 | 20210310
1649 | 2021-03-10T16:00 | 20210310
1650 | 2021-03-10T17:00 | 20210310
1651 | 2021-03-10T18:00 | 20210310
1652 | 2021-03-10T19:00 | 20210310
1653 | 2021-03-10T20:00 | 20210310
1654 | 2021-03-10T21:00 | 20210310
1655 | 2021-03-10T22:00 | 20210310
1656 | 2021-03-10T23:00 | 20210310
1657 | 2021-03-11T00:00 | 20210311
1658 | 2021-03-11T01:00 | 20210311
1659 | 2021-03-11T02:00 | 20210311
1660 | 2021-03-11T03:00 | 20210311
1661 | 2021-03-11T04:00 | 20210311
1662 | 2021-03-11T05:00 | 20210311
1663 | 2021-03-11T06:00 | 20210311
1664 | 2021-03-11T07:00 | 20210311
1665 | 2021-03-11T08:00 | 20210311
1666 | 2021-03-11T09:00 | 20210311
1667 | 2021-03-11T10:00 | 20210311
1668 | 2021-03-11T11:00 | 20210311
1669 | 2021-03-11T12:00 | 20210311
1670 | 2021-03-11T13:00 | 20210311
1671 | 2021-03-11T14:00 | 20210311
1672 | 2021-03-11T15:00 | 20210311
1673 | 2021-03-11T16:00 | 20210311
1674 | 2021-03-11T17:00 | 20210311
1675 | 2021-03-11T18:00 | 20210311
1676 | 2021-03-11T19:00 | 20210311
1677 | 2021-03-11T20:00 | 20210311
1678 | 2021-03-11T21:00 | 20210311
1679 | 2021-03-11T22:00 | 20210311
1680 | 2021-03-11T23:00 | 20210311
1681 | 2021-03-12T00:00 | 20210312
1682 | 2021-03-12T01:00 | 20210312
1683 | 2021-03-12T02:00 | 20210312
1684 | 2021-03-12T03:00 | 20210312
1685 | 2021-03-12T04:00 | 20210312
1686 | 2021-03-12T05:00 | 20210312
1687 | 2021-03-12T06:00 | 20210312
1688 | 2021-03-12T07:00 | 20210312
1689 | 2021-03-12T08:00 | 20210312
1690 | 2021-03-12T09:00 | 20210312
1691 | 2021-03-12T10:00 | 20210312
1692 | 2021-03-12T11:00 | 20210312
1693 | 2021-03-12T12:00 | 20210312
1694 | 2021-03-12T13:00 | 20210312
1695 | 2021-03-12T14:00 | 20210312
1696 | 2021-03-12T15:00 | 20210312
1697 | 2021-03-12T16:00 | 20210312
1698 | 2021-03-12T17:00 | 20210312
1699 | 2021-03-12T18:00 | 20210312
1700 | 2021-03-12T19:00 | 20210312
1701 | 2021-03-12T20:00 | 20210312
1702 | 2021-03-12T21:00 | 20210312
1703 | 2021-03-12T22:00 | 20210312
1704 | 2021-03-12T23:00 | 20210312
1705 | 2021-03-13T00:00 | 20210313
1706 | 2021-03-13T01:00 | 20210313
1707 | 2021-03-13T02:00 | 20210313
1708 | 2021-03-13T03:00 | 20210313
1709 | 2021-03-13T04:00 | 20210313
1710 | 2021-03-13T05:00 | 20210313
1711 | 2021-03-13T06:00 | 20210313
1712 | 2021-03-13T07:00 | 20210313
1713 | 2021-03-13T08:00 | 20210313
1714 | 2021-03-13T09:00 | 20210313
1715 | 2021-03-13T10:00 | 20210313
1716 | 2021-03-13T11:00 | 20210313
1717 | 2021-03-13T12:00 | 20210313
1718 | 2021-03-13T13:00 | 20210313
1719 | 2021-03-13T14:00 | 20210313
1720 | 2021-03-13T15:00 | 20210313
1721 | 2021-03-13T16:00 | 20210313
1722 | 2021-03-13T17:00 | 20210313
1723 | 2021-03-13T18:00 | 20210313
1724 | 2021-03-13T19:00 | 20210313
1725 | 2021-03-13T20:00 | 20210313
1726 | 2021-03-13T21:00 | 20210313
1727 | 2021-03-13T22:00 | 20210313
1728 | 2021-03-13T23:00 | 20210313
1729 | 2021-03-14T00:00 | 20210314
1730 | 2021-03-14T01:00 | 20210314
1731 | 2021-03-14T02:00 | 20210314
1732 | 2021-03-14T03:00 | 20210314
1733 | 2021-03-14T04:00 | 20210314
1734 | 2021-03-14T05:00 | 20210314
1735 | 2021-03-14T06:00 | 20210314
1736 | 2021-03-14T07:00 | 20210314
1737 | 2021-03-14T08:00 | 20210314
1738 | 2021-03-14T09:00 | 20210314
1739 | 2021-03-14T10:00 | 20210314
1740 | 2021-03-14T11:00 | 20210314
1741 | 2021-03-14T12:00 | 20210314
1742 | 2021-03-14T13:00 | 20210314
1743 | 2021-03-14T14:00 | 20210314
1744 | 2021-03-14T15:00 | 20210314
1745 | 2021-03-14T16:00 | 20210314
1746 | 2021-03-14T17:00 | 20210314
1747 | 2021-03-14T18:00 | 20210314
1748 | 2021-03-14T19:00 | 20210314
1749 | 2021-03-14T20:00 | 20210314
1750 | 2021-03-14T21:00 | 20210314
1751 | 2021-03-14T22:00 | 20210314
1752 | 2021-03-14T23:00 | 20210314
1753 | 2021-03-15T00:00 | 20210315
1754 | 2021-03-15T01:00 | 20210315
1755 | 2021-03-15T02:00 | 20210315
1756 | 2021-03-15T03:00 | 20210315
1757 | 2021-03-15T04:00 | 20210315
1758 | 2021-03-15T05:00 | 20210315
1759 | 2021-03-15T06:00 | 20210315
1760 | 2021-03-15T07:00 | 20210315
1761 | 2021-03-15T08:00 | 20210315
1762 | 2021-03-15T09:00 | 20210315
1763 | 2021-03-15T10:00 | 20210315
1764 | 2021-03-15T11:00 | 20210315
1765 | 2021-03-15T12:00 | 20210315
1766 | 2021-03-15T13:00 | 20210315
1767 | 2021-03-15T14:00 | 20210315
1768 | 2021-03-15T15:00 | 20210315
1769 | 2021-03-15T16:00 | 20210315
1770 | 2021-03-15T17:00 | 20210315
1771 | 2021-03-15T18:00 | 20210315
1772 | 2021-03-15T19:00 | 20210315
1773 | 2021-03-15T20:00 | 20210315
1774 | 2021-03-15T21:00 | 20210315
1775 | 2021-03-15T22:00 | 20210315
1776 | 2021-03-15T23:00 | 20210315
1777 | 2021-03-16T00:00 | 20210316
1778 | 2021-03-16T01:00 | 20210316
1779 | 2021-03-16T02:00 | 20210316
1780 | 2021-03-16T03:00 | 20210316
1781 | 2021-03-16T04:00 | 20210316
1782 | 2021-03-16T05:00 | 20210316
1783 | 2021-03-16T06:00 | 20210316
1784 | 2021-03-16T07:00 | 20210316
1785 | 2021-03-16T08:00 | 20210316
1786 | 2021-03-16T09:00 | 20210316
1787 | 2021-03-16T10:00 | 20210316
1788 | 2021-03-16T11:00 | 20210316
1789 | 2021-03-16T12:00 | 20210316
1790 | 2021-03-16T13:00 | 20210316
1791 | 2021-03-16T14:00 | 20210316
1792 | 2021-03-16T15:00 | 20210316
1793 | 2021-03-16T16:00 | 20210316
1794 | 2021-03-16T17:00 | 20210316
1795 | 2021-03-16T18:00 | 20210316
1796 | 2021-03-16T19:00 | 20210316
1797 | 2021-03-16T20:00 | 20210316
1798 | 2021-03-16T21:00 | 20210316
1799 | 2021-03-16T22:00 | 20210316
1800 | 2021-03-16T23:00 | 20210316
1801 | 2021-03-17T00:00 | 20210317
1802 | 2021-03-17T01:00 | 20210317
1803 | 2021-03-17T02:00 | 20210317
1804 | 2021-03-17T03:00 | 20210317
1805 | 2021-03-17T04:00 | 20210317
1806 | 2021-03-17T05:00 | 20210317
1807 | 2021-03-17T06:00 | 20210317
1808 | 2021-03-17T07:00 | 20210317
1809 | 2021-03-17T08:00 | 20210317
1810 | 2021-03-17T09:00 | 20210317
1811 | 2021-03-17T10:00 | 20210317
1812 | 2021-03-17T11:00 | 20210317
1813 | 2021-03-17T12:00 | 20210317
1814 | 2021-03-17T13:00 | 20210317
1815 | 2021-03-17T14:00 | 20210317
1816 | 2021-03-17T15:00 | 20210317
1817 | 2021-03-17T16:00 | 20210317
1818 | 2021-03-17T17:00 | 20210317
1819 | 2021-03-17T18:00 | 20210317
1820 | 2021-03-17T19:00 | 20210317
1821 | 2021-03-17T20:00 | 20210317
1822 | 2021-03-17T21:00 | 20210317
1823 | 2021-03-17T22:00 | 20210317
1824 | 2021-03-17T23:00 | 20210317
1825 | 2021-03-18T00:00 | 20210318
1826 | 2021-03-18T01:00 | 20210318
1827 | 2021-03-18T02:00 | 20210318
1828 | 2021-03-18T03:00 | 20210318
1829 | 2021-03-18T04:00 | 20210318
1830 | 2021-03-18T05:00 | 20210318
1831 | 2021-03-18T06:00 | 20210318
1832 | 2021-03-18T07:00 | 20210318
1833 | 2021-03-18T08:00 | 20210318
1834 | 2021-03-18T09:00 | 20210318
1835 | 2021-03-18T10:00 | 20210318
1836 | 2021-03-18T11:00 | 20210318
1837 | 2021-03-18T12:00 | 20210318
1838 | 2021-03-18T13:00 | 20210318
1839 | 2021-03-18T14:00 | 20210318
1840 | 2021-03-18T15:00 | 20210318
1841 | 2021-03-18T16:00 | 20210318
1842 | 2021-03-18T17:00 | 20210318
1843 | 2021-03-18T18:00 | 20210318
1844 | 2021-03-18T19:00 | 20210318
1845 | 2021-03-18T20:00 | 20210318
1846 | 2021-03-18T21:00 | 20210318
1847 | 2021-03-18T22:00 | 20210318
1848 | 2021-03-18T23:00 | 20210318
1849 | 2021-03-19T00:00 | 20210319
1850 | 2021-03-19T01:00 | 20210319
1851 | 2021-03-19T02:00 | 20210319
1852 | 2021-03-19T03:00 | 20210319
1853 | 2021-03-19T04:00 | 20210319
1854 | 2021-03-19T05:00 | 20210319
1855 | 2021-03-19T06:00 | 20210319
1856 | 2021-03-19T07:00 | 20210319
1857 | 2021-03-19T08:00 | 20210319
1858 | 2021-03-19T09:00 | 20210319
1859 | 2021-03-19T10:00 | 20210319
1860 | 2021-03-19T11:00 | 20210319
1861 | 2021-03-19T12:00 | 20210319
1862 | 2021-03-19T13:00 | 20210319
1863 | 2021-03-19T14:00 | 20210319
1864 | 2021-03-19T15:00 | 20210319
1865 | 2021-03-19T16:00 | 20210319
1866 | 2021-03-19T17:00 | 20210319
1867 | 2021-03-19T18:00 | 20210319
1868 | 2021-03-19T19:00 | 20210319
1869 | 2021-03-19T20:00 | 20210319
1870 | 2021-03-19T21:00 | 20210319
1871 | 2021-03-19T22:00 | 20210319
1872 | 2021-03-19T23:00 | 20210319
1873 | 2021-03-20T00:00 | 20210320
1874 | 2021-03-20T01:00 | 20210320
1875 | 2021-03-20T02:00 | 20210320
1876 | 2021-03-20T03:00 | 20210320
1877 | 2021-03-20T04:00 | 20210320
1878 | 2021-03-20T05:00 | 20210320
1879 | 2021-03-20T06:00 | 20210320
1880 | 2021-03-20T07:00 | 20210320
1881 | 2021-03-20T08:00 | 20210320
1882 | 2021-03-20T09:00 | 20210320
1883 | 2021-03-20T10:00 | 20210320
1884 | 2021-03-20T11:00 | 20210320
1885 | 2021-03-20T12:00 | 20210320
1886 | 2021-03-20T13:00 | 20210320
1887 | 2021-03-20T14:00 | 20210320
1888 | 2021-03-20T15:00 | 20210320
1889 | 2021-03-20T16:00 | 20210320
1890 | 2021-03-20T17:00 | 20210320
1891 | 2021-03-20T18:00 | 20210320
1892 | 2021-03-20T19:00 | 20210320
1893 | 2021-03-20T20:00 | 20210320
1894 | 2021-03-20T21:00 | 20210320
1895 | 2021-03-20T22:00 | 20210320
1896 | 2021-03-20T23:00 | 20210320
1897 | 2021-03-21T00:00 | 20210321
1898 | 2021-03-21T01:00 | 20210321
1899 | 2021-03-21T02:00 | 20210321
1900 | 2021-03-21T03:00 | 20210321
1901 | 2021-03-21T04:00 | 20210321
1902 | 2021-03-21T05:00 | 20210321
1903 | 2021-03-21T06:00 | 20210321
1904 | 2021-03-21T07:00 | 20210321
1905 | 2021-03-21T08:00 | 20210321
1906 | 2021-03-21T09:00 | 20210321
1907 | 2021-03-21T10:00 | 20210321
1908 | 2021-03-21T11:00 | 20210321
1909 | 2021-03-21T12:00 | 20210321
1910 | 2021-03-21T13:00 | 20210321
1911 | 2021-03-21T14:00 | 20210321
1912 | 2021-03-21T15:00 | 20210321
1913 | 2021-03-21T16:00 | 20210321
1914 | 2021-03-21T17:00 | 20210321
1915 | 2021-03-21T18:00 | 20210321
1916 | 2021-03-21T19:00 | 20210321
1917 | 2021-03-21T20:00 | 20210321
1918 | 2021-03-21T21:00 | 20210321
1919 | 2021-03-21T22:00 | 20210321
1920 | 2021-03-21T23:00 | 20210321
1921 | 2021-03-22T00:00 | 20210322
1922 | 2021-03-22T01:00 | 20210322
1923 | 2021-03-22T02:00 | 20210322
1924 | 2021-03-22T03:00 | 20210322
1925 | 2021-03-22T04:00 | 20210322
1926 | 2021-03-22T05:00 | 20210322
1927 | 2021-03-22T06:00 | 20210322
1928 | 2021-03-22T07:00 | 20210322
1929 | 2021-03-22T08:00 | 20210322
1930 | 2021-03-22T09:00 | 20210322
1931 | 2021-03-22T10:00 | 20210322
1932 | 2021-03-22T11:00 | 20210322
1933 | 2021-03-22T12:00 | 20210322
1934 | 2021-03-22T13:00 | 20210322
1935 | 2021-03-22T14:00 | 20210322
1936 | 2021-03-22T15:00 | 20210322
1937 | 2021-03-22T16:00 | 20210322
1938 | 2021-03-22T17:00 | 20210322
1939 | 2021-03-22T18:00 | 20210322
1940 | 2021-03-22T19:00 | 20210322
1941 | 2021-03-22T20:00 | 20210322
1942 | 2021-03-22T21:00 | 20210322
1943 | 2021-03-22T22:00 | 20210322
1944 | 2021-03-22T23:00 | 20210322
1945 | 2021-03-23T00:00 | 20210323
1946 | 2021-03-23T01:00 | 20210323
1947 | 2021-03-23T02:00 | 20210323
1948 | 2021-03-23T03:00 | 20210323
1949 | 2021-03-23T04:00 | 20210323
1950 | 2021-03-23T05:00 | 20210323
1951 | 2021-03-23T06:00 | 20210323
1952 | 2021-03-23T07:00 | 20210323
1953 | 2021-03-23T08:00 | 20210323
1954 | 2021-03-23T09:00 | 20210323
1955 | 2021-03-23T10:00 | 20210323
1956 | 2021-03-23T11:00 | 20210323
1957 | 2021-03-23T12:00 | 20210323
1958 | 2021-03-23T13:00 | 20210323
1959 | 2021-03-23T14:00 | 20210323
1960 | 2021-03-23T15:00 | 20210323
1961 | 2021-03-23T16:00 | 20210323
1962 | 2021-03-23T17:00 | 20210323
1963 | 2021-03-23T18:00 | 20210323
1964 | 2021-03-23T19:00 | 20210323
1965 | 2021-03-23T20:00 | 20210323
1966 | 2021-03-23T21:00 | 20210323
1967 | 2021-03-23T22:00 | 20210323
1968 | 2021-03-23T23:00 | 20210323
1969 | 2021-03-24T00:00 | 20210324
1970 | 2021-03-24T01:00 | 20210324
1971 | 2021-03-24T02:00 | 20210324
1972 | 2021-03-24T03:00 | 20210324
1973 | 2021-03-24T04:00 | 20210324
1974 | 2021-03-24T05:00 | 20210324
1975 | 2021-03-24T06:00 | 20210324
1976 | 2021-03-24T07:00 | 20210324
1977 | 2021-03-24T08:00 | 20210324
1978 | 2021-03-24T09:00 | 20210324
1979 | 2021-03-24T10:00 | 20210324
1980 | 2021-03-24T11:00 | 20210324
1981 | 2021-03-24T12:00 | 20210324
1982 | 2021-03-24T13:00 | 20210324
1983 | 2021-03-24T14:00 | 20210324
1984 | 2021-03-24T15:00 | 20210324
1985 | 2021-03-24T16:00 | 20210324
1986 | 2021-03-24T17:00 | 20210324
1987 | 2021-03-24T18:00 | 20210324
1988 | 2021-03-24T19:00 | 20210324
1989 | 2021-03-24T20:00 | 20210324
1990 | 2021-03-24T21:00 | 20210324
1991 | 2021-03-24T22:00 | 20210324
1992 | 2021-03-24T23:00 | 20210324
1993 | 2021-03-25T00:00 | 20210325
1994 | 2021-03-25T01:00 | 20210325
1995 | 2021-03-25T02:00 | 20210325
1996 | 2021-03-25T03:00 | 20210325
1997 | 2021-03-25T04:00 | 20210325
1998 | 2021-03-25T05:00 | 20210325
1999 | 2021-03-25T06:00 | 20210325
2000 | 2021-03-25T07:00 | 20210325
2001 | 2021-03-25T08:00 | 20210325
2002 | 2021-03-25T09:00 | 20210325
2003 | 2021-03-25T10:00 | 20210325
2004 | 2021-03-25T11:00 | 20210325
2005 | 2021-03-25T12:00 | 20210325
2006 | 2021-03-25T13:00 | 20210325
2007 | 2021-03-25T14:00 | 20210325
2008 | 2021-03-25T15:00 | 20210325
2009 | 2021-03-25T16:00 | 20210325
2010 | 2021-03-25T17:00 | 20210325
2011 | 2021-03-25T18:00 | 20210325
2012 | 2021-03-25T19:00 | 20210325
2013 | 2021-03-25T20:00 | 20210325
2014 | 2021-03-25T21:00 | 20210325
2015 | 2021-03-25T22:00 | 20210325
2016 | 2021-03-25T23:00 | 20210325
2017 | 2021-03-26T00:00 | 20210326
2018 | 2021-03-26T01:00 | 20210326
2019 | 2021-03-26T02:00 | 20210326
2020 | 2021-03-26T03:00 | 20210326
2021 | 2021-03-26T04:00 | 20210326
2022 | 2021-03-26T05:00 | 20210326
2023 | 2021-03-26T06:00 | 20210326
2024 | 2021-03-26T07:00 | 20210326
2025 | 2021-03-26T08:00 | 20210326
2026 | 2021-03-26T09:00 | 20210326
2027 | 2021-03-26T10:00 | 20210326
2028 | 2021-03-26T11:00 | 20210326
2029 | 2021-03-26T12:00 | 20210326
2030 | 2021-03-26T13:00 | 20210326
2031 | 2021-03-26T14:00 | 20210326
2032 | 2021-03-26T15:00 | 20210326
2033 | 2021-03-26T16:00 | 20210326
2034 | 2021-03-26T17:00 | 20210326
2035 | 2021-03-26T18:00 | 20210326
2036 | 2021-03-26T19:00 | 20210326
2037 | 2021-03-26T20:00 | 20210326
2038 | 2021-03-26T21:00 | 20210326
2039 | 2021-03-26T22:00 | 20210326
2040 | 2021-03-26T23:00 | 20210326
2041 | 2021-03-27T00:00 | 20210327
2042 | 2021-03-27T01:00 | 20210327
2043 | 2021-03-27T02:00 | 20210327
2044 | 2021-03-27T03:00 | 20210327
2045 | 2021-03-27T04:00 | 20210327
2046 | 2021-03-27T05:00 | 20210327
2047 | 2021-03-27T06:00 | 20210327
2048 | 2021-03-27T07:00 | 20210327
2049 | 2021-03-27T08:00 | 20210327
2050 | 2021-03-27T09:00 | 20210327
2051 | 2021-03-27T10:00 | 20210327
2052 | 2021-03-27T11:00 | 20210327
2053 | 2021-03-27T12:00 | 20210327
2054 | 2021-03-27T13:00 | 20210327
2055 | 2021-03-27T14:00 | 20210327
2056 | 2021-03-27T15:00 | 20210327
2057 | 2021-03-27T16:00 | 20210327
2058 | 2021-03-27T17:00 | 20210327
2059 | 2021-03-27T18:00 | 20210327
2060 | 2021-03-27T19:00 | 20210327
2061 | 2021-03-27T20:00 | 20210327
2062 | 2021-03-27T21:00 | 20210327
2063 | 2021-03-27T22:00 | 20210327
2064 | 2021-03-27T23:00 | 20210327
2065 | 2021-03-28T00:00 | 20210328
2066 | 2021-03-28T01:00 | 20210328
2067 | 2021-03-28T02:00 | 20210328
2068 | 2021-03-28T03:00 | 20210328
2069 | 2021-03-28T04:00 | 20210328
2070 | 2021-03-28T05:00 | 20210328
2071 | 2021-03-28T06:00 | 20210328
2072 | 2021-03-28T07:00 | 20210328
2073 | 2021-03-28T08:00 | 20210328
2074 | 2021-03-28T09:00 | 20210328
2075 | 2021-03-28T10:00 | 20210328
2076 | 2021-03-28T11:00 | 20210328
2077 | 2021-03-28T12:00 | 20210328
2078 | 2021-03-28T13:00 | 20210328
2079 | 2021-03-28T14:00 | 20210328
2080 | 2021-03-28T15:00 | 20210328
2081 | 2021-03-28T16:00 | 20210328
2082 | 2021-03-28T17:00 | 20210328
2083 | 2021-03-28T18:00 | 20210328
2084 | 2021-03-28T19:00 | 20210328
2085 | 2021-03-28T20:00 | 20210328
2086 | 2021-03-28T21:00 | 20210328
2087 | 2021-03-28T22:00 | 20210328
2088 | 2021-03-28T23:00 | 20210328
2089 | 2021-03-29T00:00 | 20210329
2090 | 2021-03-29T01:00 | 20210329
2091 | 2021-03-29T02:00 | 20210329
2092 | 2021-03-29T03:00 | 20210329
2093 | 2021-03-29T04:00 | 20210329
2094 | 2021-03-29T05:00 | 20210329
2095 | 2021-03-29T06:00 | 20210329
2096 | 2021-03-29T07:00 | 20210329
2097 | 2021-03-29T08:00 | 20210329
2098 | 2021-03-29T09:00 | 20210329
2099 | 2021-03-29T10:00 | 20210329
2100 | 2021-03-29T11:00 | 20210329
2101 | 2021-03-29T12:00 | 20210329
2102 | 2021-03-29T13:00 | 20210329
2103 | 2021-03-29T14:00 | 20210329
2104 | 2021-03-29T15:00 | 20210329
2105 | 2021-03-29T16:00 | 20210329
2106 | 2021-03-29T17:00 | 20210329
2107 | 2021-03-29T18:00 | 20210329
2108 | 2021-03-29T19:00 | 20210329
2109 | 2021-03-29T20:00 | 20210329
2110 | 2021-03-29T21:00 | 20210329
2111 | 2021-03-29T22:00 | 20210329
2112 | 2021-03-29T23:00 | 20210329
2113 | 2021-03-30T00:00 | 20210330
2114 | 2021-03-30T01:00 | 20210330
2115 | 2021-03-30T02:00 | 20210330
2116 | 2021-03-30T03:00 | 20210330
2117 | 2021-03-30T04:00 | 20210330
2118 | 2021-03-30T05:00 | 20210330
2119 | 2021-03-30T06:00 | 20210330
2120 | 2021-03-30T07:00 | 20210330
2121 | 2021-03-30T08:00 | 20210330
2122 | 2021-03-30T09:00 | 20210330
2123 | 2021-03-30T10:00 | 20210330
2124 | 2021-03-30T11:00 | 20210330
2125 | 2021-03-30T12:00 | 20210330
2126 | 2021-03-30T13:00 | 20210330
2127 | 2021-03-30T14:00 | 20210330
2128 | 2021-03-30T15:00 | 20210330
2129 | 2021-03-30T16:00 | 20210330
2130 | 2021-03-30T17:00 | 20210330
2131 | 2021-03-30T18:00 | 20210330
2132 | 2021-03-30T19:00 | 20210330
2133 | 2021-03-30T20:00 | 20210330
2134 | 2021-03-30T21:00 | 20210330
2135 | 2021-03-30T22:00 | 20210330
2136 | 2021-03-30T23:00 | 20210330
2137 | 2021-03-31T00:00 | 20210331
2138 | 2021-03-31T01:00 | 20210331
2139 | 2021-03-31T02:00 | 20210331
2140 | 2021-03-31T03:00 | 20210331
2141 | 2021-03-31T04:00 | 20210331
2142 | 2021-03-31T05:00 | 20210331
2143 | 2021-03-31T06:00 | 20210331
2144 | 2021-03-31T07:00 | 20210331
2145 | 2021-03-31T08:00 | 20210331
2146 | 2021-03-31T09:00 | 20210331
2147 | 2021-03-31T10:00 | 20210331
2148 | 2021-03-31T11:00 | 20210331
2149 | 2021-03-31T12:00 | 20210331
2150 | 2021-03-31T13:00 | 20210331
2151 | 2021-03-31T14:00 | 20210331
2152 | 2021-03-31T15:00 | 20210331
2153 | 2021-03-31T16:00 | 20210331
2154 | 2021-03-31T17:00 | 20210331
2155 | 2021-03-31T18:00 | 20210331
2156 | 2021-03-31T19:00 | 20210331
2157 | 2021-03-31T20:00 | 20210331
2158 | 2021-03-31T21:00 | 20210331
2159 | 2021-03-31T22:00 | 20210331
2160 | 2021-03-31T23:00 | 20210331
2161 | 2021-04-01T00:00 | 20210401
2162 | 2021-04-01T01:00 | 20210401
2163 | 2021-04-01T02:00 | 20210401
2164 | 2021-04-01T03:00 | 20210401
2165 | 2021-04-01T04:00 | 20210401
2166 | 2021-04-01T05:00 | 20210401
2167 | 2021-04-01T06:00 | 20210401
2168 | 2021-04-01T07:00 | 20210401
2169 | 2021-04-01T08:00 | 20210401
2170 | 2021-04-01T09:00 | 20210401
2171 | 2021-04-01T10:00 | 20210401
2172 | 2021-04-01T11:00 | 20210401
2173 | 2021-04-01T12:00 | 20210401
2174 | 2021-04-01T13:00 | 20210401
2175 | 2021-04-01T14:00 | 20210401
2176 | 2021-04-01T15:00 | 20210401
2177 | 2021-04-01T16:00 | 20210401
2178 | 2021-04-01T17:00 | 20210401
2179 | 2021-04-01T18:00 | 20210401
2180 | 2021-04-01T19:00 | 20210401
2181 | 2021-04-01T20:00 | 20210401
2182 | 2021-04-01T21:00 | 20210401
2183 | 2021-04-01T22:00 | 20210401
2184 | 2021-04-01T23:00 | 20210401
2185 | 2021-04-02T00:00 | 20210402
2186 | 2021-04-02T01:00 | 20210402
2187 | 2021-04-02T02:00 | 20210402
2188 | 2021-04-02T03:00 | 20210402
2189 | 2021-04-02T04:00 | 20210402
2190 | 2021-04-02T05:00 | 20210402
2191 | 2021-04-02T06:00 | 20210402
2192 | 2021-04-02T07:00 | 20210402
2193 | 2021-04-02T08:00 | 20210402
2194 | 2021-04-02T09:00 | 20210402
2195 | 2021-04-02T10:00 | 20210402
2196 | 2021-04-02T11:00 | 20210402
2197 | 2021-04-02T12:00 | 20210402
2198 | 2021-04-02T13:00 | 20210402
2199 | 2021-04-02T14:00 | 20210402
2200 | 2021-04-02T15:00 | 20210402
2201 | 2021-04-02T16:00 | 20210402
2202 | 2021-04-02T17:00 | 20210402
2203 | 2021-04-02T18:00 | 20210402
2204 | 2021-04-02T19:00 | 20210402
2205 | 2021-04-02T20:00 | 20210402
2206 | 2021-04-02T21:00 | 20210402
2207 | 2021-04-02T22:00 | 20210402
2208 | 2021-04-02T23:00 | 20210402
2209 | 2021-04-03T00:00 | 20210403
2210 | 2021-04-03T01:00 | 20210403
2211 | 2021-04-03T02:00 | 20210403
2212 | 2021-04-03T03:00 | 20210403
2213 | 2021-04-03T04:00 | 20210403
2214 | 2021-04-03T05:00 | 20210403
2215 | 2021-04-03T06:00 | 20210403
2216 | 2021-04-03T07:00 | 20210403
2217 | 2021-04-03T08:00 | 20210403
2218 | 2021-04-03T09:00 | 20210403
2219 | 2021-04-03T10:00 | 20210403
2220 | 2021-04-03T11:00 | 20210403
2221 | 2021-04-03T12:00 | 20210403
2222 | 2021-04-03T13:00 | 20210403
2223 | 2021-04-03T14:00 | 20210403
2224 | 2021-04-03T15:00 | 20210403
2225 | 2021-04-03T16:00 | 20210403
2226 | 2021-04-03T17:00 | 20210403
2227 | 2021-04-03T18:00 | 20210403
2228 | 2021-04-03T19:00 | 20210403
2229 | 2021-04-03T20:00 | 20210403
2230 | 2021-04-03T21:00 | 20210403
2231 | 2021-04-03T22:00 | 20210403
2232 | 2021-04-03T23:00 | 20210403
2233 | 2021-04-04T00:00 | 20210404
2234 | 2021-04-04T01:00 | 20210404
2235 | 2021-04-04T02:00 | 20210404
2236 | 2021-04-04T03:00 | 20210404
2237 | 2021-04-04T04:00 | 20210404
2238 | 2021-04-04T05:00 | 20210404
2239 | 2021-04-04T06:00 | 20210404
2240 | 2021-04-04T07:00 | 20210404
2241 | 2021-04-04T08:00 | 20210404
2242 | 2021-04-04T09:00 | 20210404
2243 | 2021-04-04T10:00 | 20210404
2244 | 2021-04-04T11:00 | 20210404
2245 | 2021-04-04T12:00 | 20210404
2246 | 2021-04-04T13:00 | 20210404
2247 | 2021-04-04T14:00 | 20210404
2248 | 2021-04-04T15:00 | 20210404
2249 | 2021-04-04T16:00 | 20210404
2250 | 2021-04-04T17:00 | 20210404
2251 | 2021-04-04T18:00 | 20210404
2252 | 2021-04-04T19:00 | 20210404
2253 | 2021-04-04T20:00 | 20210404
2254 | 2021-04-04T21:00 | 20210404
2255 | 2021-04-04T22:00 | 20210404
2256 | 2021-04-04T23:00 | 20210404
2257 | 2021-04-05T00:00 | 20210405
2258 | 2021-04-05T01:00 | 20210405
2259 | 2021-04-05T02:00 | 20210405
2260 | 2021-04-05T03:00 | 20210405
2261 | 2021-04-05T04:00 | 20210405
2262 | 2021-04-05T05:00 | 20210405
2263 | 2021-04-05T06:00 | 20210405
2264 | 2021-04-05T07:00 | 20210405
2265 | 2021-04-05T08:00 | 20210405
2266 | 2021-04-05T09:00 | 20210405
2267 | 2021-04-05T10:00 | 20210405
2268 | 2021-04-05T11:00 | 20210405
2269 | 2021-04-05T12:00 | 20210405
2270 | 2021-04-05T13:00 | 20210405
2271 | 2021-04-05T14:00 | 20210405
2272 | 2021-04-05T15:00 | 20210405
2273 | 2021-04-05T16:00 | 20210405
2274 | 2021-04-05T17:00 | 20210405
2275 | 2021-04-05T18:00 | 20210405
2276 | 2021-04-05T19:00 | 20210405
2277 | 2021-04-05T20:00 | 20210405
2278 | 2021-04-05T21:00 | 20210405
2279 | 2021-04-05T22:00 | 20210405
2280 | 2021-04-05T23:00 | 20210405
2281 | 2021-04-06T00:00 | 20210406
2282 | 2021-04-06T01:00 | 20210406
2283 | 2021-04-06T02:00 | 20210406
2284 | 2021-04-06T03:00 | 20210406
2285 | 2021-04-06T04:00 | 20210406
2286 | 2021-04-06T05:00 | 20210406
2287 | 2021-04-06T06:00 | 20210406
2288 | 2021-04-06T07:00 | 20210406
2289 | 2021-04-06T08:00 | 20210406
2290 | 2021-04-06T09:00 | 20210406
2291 | 2021-04-06T10:00 | 20210406
2292 | 2021-04-06T11:00 | 20210406
2293 | 2021-04-06T12:00 | 20210406
2294 | 2021-04-06T13:00 | 20210406
2295 | 2021-04-06T14:00 | 20210406
2296 | 2021-04-06T15:00 | 20210406
2297 | 2021-04-06T16:00 | 20210406
2298 | 2021-04-06T17:00 | 20210406
2299 | 2021-04-06T18:00 | 20210406
2300 | 2021-04-06T19:00 | 20210406
2301 | 2021-04-06T20:00 | 20210406
2302 | 2021-04-06T21:00 | 20210406
2303 | 2021-04-06T22:00 | 20210406
2304 | 2021-04-06T23:00 | 20210406
2305 | 2021-04-07T00:00 | 20210407
2306 | 2021-04-07T01:00 | 20210407
2307 | 2021-04-07T02:00 | 20210407
2308 | 2021-04-07T03:00 | 20210407
2309 | 2021-04-07T04:00 | 20210407
2310 | 2021-04-07T05:00 | 20210407
2311 | 2021-04-07T06:00 | 20210407
2312 | 2021-04-07T07:00 | 20210407
2313 | 2021-04-07T08:00 | 20210407
2314 | 2021-04-07T09:00 | 20210407
2315 | 2021-04-07T10:00 | 20210407
2316 | 2021-04-07T11:00 | 20210407
2317 | 2021-04-07T12:00 | 20210407
2318 | 2021-04-07T13:00 | 20210407
2319 | 2021-04-07T14:00 | 20210407
2320 | 2021-04-07T15:00 | 20210407
2321 | 2021-04-07T16:00 | 20210407
2322 | 2021-04-07T17:00 | 20210407
2323 | 2021-04-07T18:00 | 20210407
2324 | 2021-04-07T19:00 | 20210407
2325 | 2021-04-07T20:00 | 20210407
2326 | 2021-04-07T21:00 | 20210407
2327 | 2021-04-07T22:00 | 20210407
2328 | 2021-04-07T23:00 | 20210407
2329 | 2021-04-08T00:00 | 20210408
2330 | 2021-04-08T01:00 | 20210408
2331 | 2021-04-08T02:00 | 20210408
2332 | 2021-04-08T03:00 | 20210408
2333 | 2021-04-08T04:00 | 20210408
2334 | 2021-04-08T05:00 | 20210408
2335 | 2021-04-08T06:00 | 20210408
2336 | 2021-04-08T07:00 | 20210408
2337 | 2021-04-08T08:00 | 20210408
2338 | 2021-04-08T09:00 | 20210408
2339 | 2021-04-08T10:00 | 20210408
2340 | 2021-04-08T11:00 | 20210408
2341 | 2021-04-08T12:00 | 20210408
2342 | 2021-04-08T13:00 | 20210408
2343 | 2021-04-08T14:00 | 20210408
2344 | 2021-04-08T15:00 | 20210408
2345 | 2021-04-08T16:00 | 20210408
2346 | 2021-04-08T17:00 | 20210408
2347 | 2021-04-08T18:00 | 20210408
2348 | 2021-04-08T19:00 | 20210408
2349 | 2021-04-08T20:00 | 20210408
2350 | 2021-04-08T21:00 | 20210408
2351 | 2021-04-08T22:00 | 20210408
2352 | 2021-04-08T23:00 | 20210408
2353 | 2021-04-09T00:00 | 20210409
2354 | 2021-04-09T01:00 | 20210409
2355 | 2021-04-09T02:00 | 20210409
2356 | 2021-04-09T03:00 | 20210409
2357 | 2021-04-09T04:00 | 20210409
2358 | 2021-04-09T05:00 | 20210409
2359 | 2021-04-09T06:00 | 20210409
2360 | 2021-04-09T07:00 | 20210409
2361 | 2021-04-09T08:00 | 20210409
2362 | 2021-04-09T09:00 | 20210409
2363 | 2021-04-09T10:00 | 20210409
2364 | 2021-04-09T11:00 | 20210409
2365 | 2021-04-09T12:00 | 20210409
2366 | 2021-04-09T13:00 | 20210409
2367 | 2021-04-09T14:00 | 20210409
2368 | 2021-04-09T15:00 | 20210409
2369 | 2021-04-09T16:00 | 20210409
2370 | 2021-04-09T17:00 | 20210409
2371 | 2021-04-09T18:00 | 20210409
2372 | 2021-04-09T19:00 | 20210409
2373 | 2021-04-09T20:00 | 20210409
2374 | 2021-04-09T21:00 | 20210409
2375 | 2021-04-09T22:00 | 20210409
2376 | 2021-04-09T23:00 | 20210409
2377 | 2021-04-10T00:00 | 20210410
2378 | 2021-04-10T01:00 | 20210410
2379 | 2021-04-10T02:00 | 20210410
2380 | 2021-04-10T03:00 | 20210410
2381 | 2021-04-10T04:00 | 20210410
2382 | 2021-04-10T05:00 | 20210410
2383 | 2021-04-10T06:00 | 20210410
2384 | 2021-04-10T07:00 | 20210410
2385 | 2021-04-10T08:00 | 20210410
2386 | 2021-04-10T09:00 | 20210410
2387 | 2021-04-10T10:00 | 20210410
2388 | 2021-04-10T11:00 | 20210410
2389 | 2021-04-10T12:00 | 20210410
2390 | 2021-04-10T13:00 | 20210410
2391 | 2021-04-10T14:00 | 20210410
2392 | 2021-04-10T15:00 | 20210410
2393 | 2021-04-10T16:00 | 20210410
2394 | 2021-04-10T17:00 | 20210410
2395 | 2021-04-10T18:00 | 20210410
2396 | 2021-04-10T19:00 | 20210410
2397 | 2021-04-10T20:00 | 20210410
2398 | 2021-04-10T21:00 | 20210410
2399 | 2021-04-10T22:00 | 20210410
2400 | 2021-04-10T23:00 | 20210410
2401 | 2021-04-11T00:00 | 20210411
2402 | 2021-04-11T01:00 | 20210411
2403 | 2021-04-11T02:00 | 20210411
2404 | 2021-04-11T03:00 | 20210411
2405 | 2021-04-11T04:00 | 20210411
2406 | 2021-04-11T05:00 | 20210411
2407 | 2021-04-11T06:00 | 20210411
2408 | 2021-04-11T07:00 | 20210411
2409 | 2021-04-11T08:00 | 20210411
2410 | 2021-04-11T09:00 | 20210411
2411 | 2021-04-11T10:00 | 20210411
2412 | 2021-04-11T11:00 | 20210411
2413 | 2021-04-11T12:00 | 20210411
2414 | 2021-04-11T13:00 | 20210411
2415 | 2021-04-11T14:00 | 20210411
2416 | 2021-04-11T15:00 | 20210411
2417 | 2021-04-11T16:00 | 20210411
2418 | 2021-04-11T17:00 | 20210411
2419 | 2021-04-11T18:00 | 20210411
2420 | 2021-04-11T19:00 | 20210411
2421 | 2021-04-11T20:00 | 20210411
2422 | 2021-04-11T21:00 | 20210411
2423 | 2021-04-11T22:00 | 20210411
2424 | 2021-04-11T23:00 | 20210411
2425 | 2021-04-12T00:00 | 20210412
2426 | 2021-04-12T01:00 | 20210412
2427 | 2021-04-12T02:00 | 20210412
2428 | 2021-04-12T03:00 | 20210412
2429 | 2021-04-12T04:00 | 20210412
2430 | 2021-04-12T05:00 | 20210412
2431 | 2021-04-12T06:00 | 20210412
2432 | 2021-04-12T07:00 | 20210412
2433 | 2021-04-12T08:00 | 20210412
2434 | 2021-04-12T09:00 | 20210412
2435 | 2021-04-12T10:00 | 20210412
2436 | 2021-04-12T11:00 | 20210412
2437 | 2021-04-12T12:00 | 20210412
2438 | 2021-04-12T13:00 | 20210412
2439 | 2021-04-12T14:00 | 20210412
2440 | 2021-04-12T15:00 | 20210412
2441 | 2021-04-12T16:00 | 20210412
2442 | 2021-04-12T17:00 | 20210412
2443 | 2021-04-12T18:00 | 20210412
2444 | 2021-04-12T19:00 | 20210412
2445 | 2021-04-12T20:00 | 20210412
2446 | 2021-04-12T21:00 | 20210412
2447 | 2021-04-12T22:00 | 20210412
2448 | 2021-04-12T23:00 | 20210412
2449 | 2021-04-13T00:00 | 20210413
2450 | 2021-04-13T01:00 | 20210413
2451 | 2021-04-13T02:00 | 20210413
2452 | 2021-04-13T03:00 | 20210413
2453 | 2021-04-13T04:00 | 20210413
2454 | 2021-04-13T05:00 | 20210413
2455 | 2021-04-13T06:00 | 20210413
2456 | 2021-04-13T07:00 | 20210413
2457 | 2021-04-13T08:00 | 20210413
2458 | 2021-04-13T09:00 | 20210413
2459 | 2021-04-13T10:00 | 20210413
2460 | 2021-04-13T11:00 | 20210413
2461 | 2021-04-13T12:00 | 20210413
2462 | 2021-04-13T13:00 | 20210413
2463 | 2021-04-13T14:00 | 20210413
2464 | 2021-04-13T15:00 | 20210413
2465 | 2021-04-13T16:00 | 20210413
2466 | 2021-04-13T17:00 | 20210413
2467 | 2021-04-13T18:00 | 20210413
2468 | 2021-04-13T19:00 | 20210413
2469 | 2021-04-13T20:00 | 20210413
2470 | 2021-04-13T21:00 | 20210413
2471 | 2021-04-13T22:00 | 20210413
2472 | 2021-04-13T23:00 | 20210413
2473 | 2021-04-14T00:00 | 20210414
2474 | 2021-04-14T01:00 | 20210414
2475 | 2021-04-14T02:00 | 20210414
2476 | 2021-04-14T03:00 | 20210414
2477 | 2021-04-14T04:00 | 20210414
2478 | 2021-04-14T05:00 | 20210414
2479 | 2021-04-14T06:00 | 20210414
2480 | 2021-04-14T07:00 | 20210414
2481 | 2021-04-14T08:00 | 20210414
2482 | 2021-04-14T09:00 | 20210414
2483 | 2021-04-14T10:00 | 20210414
2484 | 2021-04-14T11:00 | 20210414
2485 | 2021-04-14T12:00 | 20210414
2486 | 2021-04-14T13:00 | 20210414
2487 | 2021-04-14T14:00 | 20210414
2488 | 2021-04-14T15:00 | 20210414
2489 | 2021-04-14T16:00 | 20210414
2490 | 2021-04-14T17:00 | 20210414
2491 | 2021-04-14T18:00 | 20210414
2492 | 2021-04-14T19:00 | 20210414
2493 | 2021-04-14T20:00 | 20210414
2494 | 2021-04-14T21:00 | 20210414
2495 | 2021-04-14T22:00 | 20210414
2496 | 2021-04-14T23:00 | 20210414
2497 | 2021-04-15T00:00 | 20210415
2498 | 2021-04-15T01:00 | 20210415
2499 | 2021-04-15T02:00 | 20210415
2500 | 2021-04-15T03:00 | 20210415
2501 | 2021-04-15T04:00 | 20210415
2502 | 2021-04-15T05:00 | 20210415
2503 | 2021-04-15T06:00 | 20210415
2504 | 2021-04-15T07:00 | 20210415
2505 | 2021-04-15T08:00 | 20210415
2506 | 2021-04-15T09:00 | 20210415
2507 | 2021-04-15T10:00 | 20210415
2508 | 2021-04-15T11:00 | 20210415
2509 | 2021-04-15T12:00 | 20210415
2510 | 2021-04-15T13:00 | 20210415
2511 | 2021-04-15T14:00 | 20210415
2512 | 2021-04-15T15:00 | 20210415
2513 | 2021-04-15T16:00 | 20210415
2514 | 2021-04-15T17:00 | 20210415
2515 | 2021-04-15T18:00 | 20210415
2516 | 2021-04-15T19:00 | 20210415
2517 | 2021-04-15T20:00 | 20210415
2518 | 2021-04-15T21:00 | 20210415
2519 | 2021-04-15T22:00 | 20210415
2520 | 2021-04-15T23:00 | 20210415
2521 | 2021-04-16T00:00 | 20210416
2522 | 2021-04-16T01:00 | 20210416
2523 | 2021-04-16T02:00 | 20210416
2524 | 2021-04-16T03:00 | 20210416
2525 | 2021-04-16T04:00 | 20210416
2526 | 2021-04-16T05:00 | 20210416
2527 | 2021-04-16T06:00 | 20210416
2528 | 2021-04-16T07:00 | 20210416
2529 | 2021-04-16T08:00 | 20210416
2530 | 2021-04-16T09:00 | 20210416
2531 | 2021-04-16T10:00 | 20210416
2532 | 2021-04-16T11:00 | 20210416
2533 | 2021-04-16T12:00 | 20210416
2534 | 2021-04-16T13:00 | 20210416
2535 | 2021-04-16T14:00 | 20210416
2536 | 2021-04-16T15:00 | 20210416
2537 | 2021-04-16T16:00 | 20210416
2538 | 2021-04-16T17:00 | 20210416
2539 | 2021-04-16T18:00 | 20210416
2540 | 2021-04-16T19:00 | 20210416
2541 | 2021-04-16T20:00 | 20210416
2542 | 2021-04-16T21:00 | 20210416
2543 | 2021-04-16T22:00 | 20210416
2544 | 2021-04-16T23:00 | 20210416
2545 | 2021-04-17T00:00 | 20210417
2546 | 2021-04-17T01:00 | 20210417
2547 | 2021-04-17T02:00 | 20210417
2548 | 2021-04-17T03:00 | 20210417
2549 | 2021-04-17T04:00 | 20210417
2550 | 2021-04-17T05:00 | 20210417
2551 | 2021-04-17T06:00 | 20210417
2552 | 2021-04-17T07:00 | 20210417
2553 | 2021-04-17T08:00 | 20210417
2554 | 2021-04-17T09:00 | 20210417
2555 | 2021-04-17T10:00 | 20210417
2556 | 2021-04-17T11:00 | 20210417
2557 | 2021-04-17T12:00 | 20210417
2558 | 2021-04-17T13:00 | 20210417
2559 | 2021-04-17T14:00 | 20210417
2560 | 2021-04-17T15:00 | 20210417
2561 | 2021-04-17T16:00 | 20210417
2562 | 2021-04-17T17:00 | 20210417
2563 | 2021-04-17T18:00 | 20210417
2564 | 2021-04-17T19:00 | 20210417
2565 | 2021-04-17T20:00 | 20210417
2566 | 2021-04-17T21:00 | 20210417
2567 | 2021-04-17T22:00 | 20210417
2568 | 2021-04-17T23:00 | 20210417
2569 | 2021-04-18T00:00 | 20210418
2570 | 2021-04-18T01:00 | 20210418
2571 | 2021-04-18T02:00 | 20210418
2572 | 2021-04-18T03:00 | 20210418
2573 | 2021-04-18T04:00 | 20210418
2574 | 2021-04-18T05:00 | 20210418
2575 | 2021-04-18T06:00 | 20210418
2576 | 2021-04-18T07:00 | 20210418
2577 | 2021-04-18T08:00 | 20210418
2578 | 2021-04-18T09:00 | 20210418
2579 | 2021-04-18T10:00 | 20210418
2580 | 2021-04-18T11:00 | 20210418
2581 | 2021-04-18T12:00 | 20210418
2582 | 2021-04-18T13:00 | 20210418
2583 | 2021-04-18T14:00 | 20210418
2584 | 2021-04-18T15:00 | 20210418
2585 | 2021-04-18T16:00 | 20210418
2586 | 2021-04-18T17:00 | 20210418
2587 | 2021-04-18T18:00 | 20210418
2588 | 2021-04-18T19:00 | 20210418
2589 | 2021-04-18T20:00 | 20210418
2590 | 2021-04-18T21:00 | 20210418
2591 | 2021-04-18T22:00 | 20210418
2592 | 2021-04-18T23:00 | 20210418
2593 | 2021-04-19T00:00 | 20210419
2594 | 2021-04-19T01:00 | 20210419
2595 | 2021-04-19T02:00 | 20210419
2596 | 2021-04-19T03:00 | 20210419
2597 | 2021-04-19T04:00 | 20210419
2598 | 2021-04-19T05:00 | 20210419
2599 | 2021-04-19T06:00 | 20210419
2600 | 2021-04-19T07:00 | 20210419
2601 | 2021-04-19T08:00 | 20210419
2602 | 2021-04-19T09:00 | 20210419
2603 | 2021-04-19T10:00 | 20210419
2604 | 2021-04-19T11:00 | 20210419
2605 | 2021-04-19T12:00 | 20210419
2606 | 2021-04-19T13:00 | 20210419
2607 | 2021-04-19T14:00 | 20210419
2608 | 2021-04-19T15:00 | 20210419
2609 | 2021-04-19T16:00 | 20210419
2610 | 2021-04-19T17:00 | 20210419
2611 | 2021-04-19T18:00 | 20210419
2612 | 2021-04-19T19:00 | 20210419
2613 | 2021-04-19T20:00 | 20210419
2614 | 2021-04-19T21:00 | 20210419
2615 | 2021-04-19T22:00 | 20210419
2616 | 2021-04-19T23:00 | 20210419
2617 | 2021-04-20T00:00 | 20210420
2618 | 2021-04-20T01:00 | 20210420
2619 | 2021-04-20T02:00 | 20210420
2620 | 2021-04-20T03:00 | 20210420
2621 | 2021-04-20T04:00 | 20210420
2622 | 2021-04-20T05:00 | 20210420
2623 | 2021-04-20T06:00 | 20210420
2624 | 2021-04-20T07:00 | 20210420
2625 | 2021-04-20T08:00 | 20210420
2626 | 2021-04-20T09:00 | 20210420
2627 | 2021-04-20T10:00 | 20210420
2628 | 2021-04-20T11:00 | 20210420
2629 | 2021-04-20T12:00 | 20210420
2630 | 2021-04-20T13:00 | 20210420
2631 | 2021-04-20T14:00 | 20210420
2632 | 2021-04-20T15:00 | 20210420
2633 | 2021-04-20T16:00 | 20210420
2634 | 2021-04-20T17:00 | 20210420
2635 | 2021-04-20T18:00 | 20210420
2636 | 2021-04-20T19:00 | 20210420
2637 | 2021-04-20T20:00 | 20210420
2638 | 2021-04-20T21:00 | 20210420
2639 | 2021-04-20T22:00 | 20210420
2640 | 2021-04-20T23:00 | 20210420
2641 | 2021-04-21T00:00 | 20210421
2642 | 2021-04-21T01:00 | 20210421
2643 | 2021-04-21T02:00 | 20210421
2644 | 2021-04-21T03:00 | 20210421
2645 | 2021-04-21T04:00 | 20210421
2646 | 2021-04-21T05:00 | 20210421
2647 | 2021-04-21T06:00 | 20210421
2648 | 2021-04-21T07:00 | 20210421
2649 | 2021-04-21T08:00 | 20210421
2650 | 2021-04-21T09:00 | 20210421
2651 | 2021-04-21T10:00 | 20210421
2652 | 2021-04-21T11:00 | 20210421
2653 | 2021-04-21T12:00 | 20210421
2654 | 2021-04-21T13:00 | 20210421
2655 | 2021-04-21T14:00 | 20210421
2656 | 2021-04-21T15:00 | 20210421
2657 | 2021-04-21T16:00 | 20210421
2658 | 2021-04-21T17:00 | 20210421
2659 | 2021-04-21T18:00 | 20210421
2660 | 2021-04-21T19:00 | 20210421
2661 | 2021-04-21T20:00 | 20210421
2662 | 2021-04-21T21:00 | 20210421
2663 | 2021-04-21T22:00 | 20210421
2664 | 2021-04-21T23:00 | 20210421
2665 | 2021-04-22T00:00 | 20210422
2666 | 2021-04-22T01:00 | 20210422
2667 | 2021-04-22T02:00 | 20210422
2668 | 2021-04-22T03:00 | 20210422
2669 | 2021-04-22T04:00 | 20210422
2670 | 2021-04-22T05:00 | 20210422
2671 | 2021-04-22T06:00 | 20210422
2672 | 2021-04-22T07:00 | 20210422
2673 | 2021-04-22T08:00 | 20210422
2674 | 2021-04-22T09:00 | 20210422
2675 | 2021-04-22T10:00 | 20210422
2676 | 2021-04-22T11:00 | 20210422
2677 | 2021-04-22T12:00 | 20210422
2678 | 2021-04-22T13:00 | 20210422
2679 | 2021-04-22T14:00 | 20210422
2680 | 2021-04-22T15:00 | 20210422
2681 | 2021-04-22T16:00 | 20210422
2682 | 2021-04-22T17:00 | 20210422
2683 | 2021-04-22T18:00 | 20210422
2684 | 2021-04-22T19:00 | 20210422
2685 | 2021-04-22T20:00 | 20210422
2686 | 2021-04-22T21:00 | 20210422
2687 | 2021-04-22T22:00 | 20210422
2688 | 2021-04-22T23:00 | 20210422
2689 | 2021-04-23T00:00 | 20210423
2690 | 2021-04-23T01:00 | 20210423
2691 | 2021-04-23T02:00 | 20210423
2692 | 2021-04-23T03:00 | 20210423
2693 | 2021-04-23T04:00 | 20210423
2694 | 2021-04-23T05:00 | 20210423
2695 | 2021-04-23T06:00 | 20210423
2696 | 2021-04-23T07:00 | 20210423
2697 | 2021-04-23T08:00 | 20210423
2698 | 2021-04-23T09:00 | 20210423
2699 | 2021-04-23T10:00 | 20210423
2700 | 2021-04-23T11:00 | 20210423
2701 | 2021-04-23T12:00 | 20210423
2702 | 2021-04-23T13:00 | 20210423
2703 | 2021-04-23T14:00 | 20210423
2704 | 2021-04-23T15:00 | 20210423
2705 | 2021-04-23T16:00 | 20210423
2706 | 2021-04-23T17:00 | 20210423
2707 | 2021-04-23T18:00 | 20210423
2708 | 2021-04-23T19:00 | 20210423
2709 | 2021-04-23T20:00 | 20210423
2710 | 2021-04-23T21:00 | 20210423
2711 | 2021-04-23T22:00 | 20210423
2712 | 2021-04-23T23:00 | 20210423
2713 | 2021-04-24T00:00 | 20210424
2714 | 2021-04-24T01:00 | 20210424
2715 | 2021-04-24T02:00 | 20210424
2716 | 2021-04-24T03:00 | 20210424
2717 | 2021-04-24T04:00 | 20210424
2718 | 2021-04-24T05:00 | 20210424
2719 | 2021-04-24T06:00 | 20210424
2720 | 2021-04-24T07:00 | 20210424
2721 | 2021-04-24T08:00 | 20210424
2722 | 2021-04-24T09:00 | 20210424
2723 | 2021-04-24T10:00 | 20210424
2724 | 2021-04-24T11:00 | 20210424
2725 | 2021-04-24T12:00 | 20210424
2726 | 2021-04-24T13:00 | 20210424
2727 | 2021-04-24T14:00 | 20210424
2728 | 2021-04-24T15:00 | 20210424
2729 | 2021-04-24T16:00 | 20210424
2730 | 2021-04-24T17:00 | 20210424
2731 | 2021-04-24T18:00 | 20210424
2732 | 2021-04-24T19:00 | 20210424
2733 | 2021-04-24T20:00 | 20210424
2734 | 2021-04-24T21:00 | 20210424
2735 | 2021-04-24T22:00 | 20210424
2736 | 2021-04-24T23:00 | 20210424
2737 | 2021-04-25T00:00 | 20210425
2738 | 2021-04-25T01:00 | 20210425
2739 | 2021-04-25T02:00 | 20210425
2740 | 2021-04-25T03:00 | 20210425
2741 | 2021-04-25T04:00 | 20210425
2742 | 2021-04-25T05:00 | 20210425
2743 | 2021-04-25T06:00 | 20210425
2744 | 2021-04-25T07:00 | 20210425
2745 | 2021-04-25T08:00 | 20210425
2746 | 2021-04-25T09:00 | 20210425
2747 | 2021-04-25T10:00 | 20210425
2748 | 2021-04-25T11:00 | 20210425
2749 | 2021-04-25T12:00 | 20210425
2750 | 2021-04-25T13:00 | 20210425
2751 | 2021-04-25T14:00 | 20210425
2752 | 2021-04-25T15:00 | 20210425
2753 | 2021-04-25T16:00 | 20210425
2754 | 2021-04-25T17:00 | 20210425
2755 | 2021-04-25T18:00 | 20210425
2756 | 2021-04-25T19:00 | 20210425
2757 | 2021-04-25T20:00 | 20210425
2758 | 2021-04-25T21:00 | 20210425
2759 | 2021-04-25T22:00 | 20210425
2760 | 2021-04-25T23:00 | 20210425
2761 | 2021-04-26T00:00 | 20210426
2762 | 2021-04-26T01:00 | 20210426
2763 | 2021-04-26T02:00 | 20210426
2764 | 2021-04-26T03:00 | 20210426
2765 | 2021-04-26T04:00 | 20210426
2766 | 2021-04-26T05:00 | 20210426
2767 | 2021-04-26T06:00 | 20210426
2768 | 2021-04-26T07:00 | 20210426
2769 | 2021-04-26T08:00 | 20210426
2770 | 2021-04-26T09:00 | 20210426
2771 | 2021-04-26T10:00 | 20210426
2772 | 2021-04-26T11:00 | 20210426
2773 | 2021-04-26T12:00 | 20210426
2774 | 2021-04-26T13:00 | 20210426
2775 | 2021-04-26T14:00 | 20210426
2776 | 2021-04-26T15:00 | 20210426
2777 | 2021-04-26T16:00 | 20210426
2778 | 2021-04-26T17:00 | 20210426
2779 | 2021-04-26T18:00 | 20210426
2780 | 2021-04-26T19:00 | 20210426
2781 | 2021-04-26T20:00 | 20210426
2782 | 2021-04-26T21:00 | 20210426
2783 | 2021-04-26T22:00 | 20210426
2784 | 2021-04-26T23:00 | 20210426
2785 | 2021-04-27T00:00 | 20210427
2786 | 2021-04-27T01:00 | 20210427
2787 | 2021-04-27T02:00 | 20210427
2788 | 2021-04-27T03:00 | 20210427
2789 | 2021-04-27T04:00 | 20210427
2790 | 2021-04-27T05:00 | 20210427
2791 | 2021-04-27T06:00 | 20210427
2792 | 2021-04-27T07:00 | 20210427
2793 | 2021-04-27T08:00 | 20210427
2794 | 2021-04-27T09:00 | 20210427
2795 | 2021-04-27T10:00 | 20210427
2796 | 2021-04-27T11:00 | 20210427
2797 | 2021-04-27T12:00 | 20210427
2798 | 2021-04-27T13:00 | 20210427
2799 | 2021-04-27T14:00 | 20210427
2800 | 2021-04-27T15:00 | 20210427
2801 | 2021-04-27T16:00 | 20210427
2802 | 2021-04-27T17:00 | 20210427
2803 | 2021-04-27T18:00 | 20210427
2804 | 2021-04-27T19:00 | 20210427
2805 | 2021-04-27T20:00 | 20210427
2806 | 2021-04-27T21:00 | 20210427
2807 | 2021-04-27T22:00 | 20210427
2808 | 2021-04-27T23:00 | 20210427
2809 | 2021-04-28T00:00 | 20210428
2810 | 2021-04-28T01:00 | 20210428
2811 | 2021-04-28T02:00 | 20210428
2812 | 2021-04-28T03:00 | 20210428
2813 | 2021-04-28T04:00 | 20210428
2814 | 2021-04-28T05:00 | 20210428
2815 | 2021-04-28T06:00 | 20210428
2816 | 2021-04-28T07:00 | 20210428
2817 | 2021-04-28T08:00 | 20210428
2818 | 2021-04-28T09:00 | 20210428
2819 | 2021-04-28T10:00 | 20210428
2820 | 2021-04-28T11:00 | 20210428
2821 | 2021-04-28T12:00 | 20210428
2822 | 2021-04-28T13:00 | 20210428
2823 | 2021-04-28T14:00 | 20210428
2824 | 2021-04-28T15:00 | 20210428
2825 | 2021-04-28T16:00 | 20210428
2826 | 2021-04-28T17:00 | 20210428
2827 | 2021-04-28T18:00 | 20210428
2828 | 2021-04-28T19:00 | 20210428
2829 | 2021-04-28T20:00 | 20210428
2830 | 2021-04-28T21:00 | 20210428
2831 | 2021-04-28T22:00 | 20210428
2832 | 2021-04-28T23:00 | 20210428
2833 | 2021-04-29T00:00 | 20210429
2834 | 2021-04-29T01:00 | 20210429
2835 | 2021-04-29T02:00 | 20210429
2836 | 2021-04-29T03:00 | 20210429
2837 | 2021-04-29T04:00 | 20210429
2838 | 2021-04-29T05:00 | 20210429
2839 | 2021-04-29T06:00 | 20210429
2840 | 2021-04-29T07:00 | 20210429
2841 | 2021-04-29T08:00 | 20210429
2842 | 2021-04-29T09:00 | 20210429
2843 | 2021-04-29T10:00 | 20210429
2844 | 2021-04-29T11:00 | 20210429
2845 | 2021-04-29T12:00 | 20210429
2846 | 2021-04-29T13:00 | 20210429
2847 | 2021-04-29T14:00 | 20210429
2848 | 2021-04-29T15:00 | 20210429
2849 | 2021-04-29T16:00 | 20210429
2850 | 2021-04-29T17:00 | 20210429
2851 | 2021-04-29T18:00 | 20210429
2852 | 2021-04-29T19:00 | 20210429
2853 | 2021-04-29T20:00 | 20210429
2854 | 2021-04-29T21:00 | 20210429
2855 | 2021-04-29T22:00 | 20210429
2856 | 2021-04-29T23:00 | 20210429
2857 | 2021-04-30T00:00 | 20210430
2858 | 2021-04-30T01:00 | 20210430
2859 | 2021-04-30T02:00 | 20210430
2860 | 2021-04-30T03:00 | 20210430
2861 | 2021-04-30T04:00 | 20210430
2862 | 2021-04-30T05:00 | 20210430
2863 | 2021-04-30T06:00 | 20210430
2864 | 2021-04-30T07:00 | 20210430
2865 | 2021-04-30T08:00 | 20210430
2866 | 2021-04-30T09:00 | 20210430
2867 | 2021-04-30T10:00 | 20210430
2868 | 2021-04-30T11:00 | 20210430
2869 | 2021-04-30T12:00 | 20210430
2870 | 2021-04-30T13:00 | 20210430
2871 | 2021-04-30T14:00 | 20210430
2872 | 2021-04-30T15:00 | 20210430
2873 | 2021-04-30T16:00 | 20210430
2874 | 2021-04-30T17:00 | 20210430
2875 | 2021-04-30T18:00 | 20210430
2876 | 2021-04-30T19:00 | 20210430
2877 | 2021-04-30T20:00 | 20210430
2878 | 2021-04-30T21:00 | 20210430
2879 | 2021-04-30T22:00 | 20210430
2880 | 2021-04-30T23:00 | 20210430
2881 | 2021-05-01T00:00 | 20210501
2882 | 2021-05-01T01:00 | 20210501
2883 | 2021-05-01T02:00 | 20210501
2884 | 2021-05-01T03:00 | 20210501
2885 | 2021-05-01T04:00 | 20210501
2886 | 2021-05-01T05:00 | 20210501
2887 | 2021-05-01T06:00 | 20210501
2888 | 2021-05-01T07:00 | 20210501
2889 | 2021-05-01T08:00 | 20210501
2890 | 2021-05-01T09:00 | 20210501
2891 | 2021-05-01T10:00 | 20210501
2892 | 2021-05-01T11:00 | 20210501
2893 | 2021-05-01T12:00 | 20210501
2894 | 2021-05-01T13:00 | 20210501
2895 | 2021-05-01T14:00 | 20210501
2896 | 2021-05-01T15:00 | 20210501
2897 | 2021-05-01T16:00 | 20210501
2898 | 2021-05-01T17:00 | 20210501
2899 | 2021-05-01T18:00 | 20210501
2900 | 2021-05-01T19:00 | 20210501
2901 | 2021-05-01T20:00 | 20210501
2902 | 2021-05-01T21:00 | 20210501
2903 | 2021-05-01T22:00 | 20210501
2904 | 2021-05-01T23:00 | 20210501
2905 | 2021-05-02T00:00 | 20210502
2906 | 2021-05-02T01:00 | 20210502
2907 | 2021-05-02T02:00 | 20210502
2908 | 2021-05-02T03:00 | 20210502
2909 | 2021-05-02T04:00 | 20210502
2910 | 2021-05-02T05:00 | 20210502
2911 | 2021-05-02T06:00 | 20210502
2912 | 2021-05-02T07:00 | 20210502
2913 | 2021-05-02T08:00 | 20210502
2914 | 2021-05-02T09:00 | 20210502
2915 | 2021-05-02T10:00 | 20210502
2916 | 2021-05-02T11:00 | 20210502
2917 | 2021-05-02T12:00 | 20210502
2918 | 2021-05-02T13:00 | 20210502
2919 | 2021-05-02T14:00 | 20210502
2920 | 2021-05-02T15:00 | 20210502
2921 | 2021-05-02T16:00 | 20210502
2922 | 2021-05-02T17:00 | 20210502
2923 | 2021-05-02T18:00 | 20210502
2924 | 2021-05-02T19:00 | 20210502
2925 | 2021-05-02T20:00 | 20210502
2926 | 2021-05-02T21:00 | 20210502
2927 | 2021-05-02T22:00 | 20210502
2928 | 2021-05-02T23:00 | 20210502
2929 | 2021-05-03T00:00 | 20210503
2930 | 2021-05-03T01:00 | 20210503
2931 | 2021-05-03T02:00 | 20210503
2932 | 2021-05-03T03:00 | 20210503
2933 | 2021-05-03T04:00 | 20210503
2934 | 2021-05-03T05:00 | 20210503
2935 | 2021-05-03T06:00 | 20210503
2936 | 2021-05-03T07:00 | 20210503
2937 | 2021-05-03T08:00 | 20210503
2938 | 2021-05-03T09:00 | 20210503
2939 | 2021-05-03T10:00 | 20210503
2940 | 2021-05-03T11:00 | 20210503
2941 | 2021-05-03T12:00 | 20210503
2942 | 2021-05-03T13:00 | 20210503
2943 | 2021-05-03T14:00 | 20210503
2944 | 2021-05-03T15:00 | 20210503
2945 | 2021-05-03T16:00 | 20210503
2946 | 2021-05-03T17:00 | 20210503
2947 | 2021-05-03T18:00 | 20210503
2948 | 2021-05-03T19:00 | 20210503
2949 | 2021-05-03T20:00 | 20210503
2950 | 2021-05-03T21:00 | 20210503
2951 | 2021-05-03T22:00 | 20210503
2952 | 2021-05-03T23:00 | 20210503
2953 | 2021-05-04T00:00 | 20210504
2954 | 2021-05-04T01:00 | 20210504
2955 | 2021-05-04T02:00 | 20210504
2956 | 2021-05-04T03:00 | 20210504
2957 | 2021-05-04T04:00 | 20210504
2958 | 2021-05-04T05:00 | 20210504
2959 | 2021-05-04T06:00 | 20210504
2960 | 2021-05-04T07:00 | 20210504
2961 | 2021-05-04T08:00 | 20210504
2962 | 2021-05-04T09:00 | 20210504
2963 | 2021-05-04T10:00 | 20210504
2964 | 2021-05-04T11:00 | 20210504
2965 | 2021-05-04T12:00 | 20210504
2966 | 2021-05-04T13:00 | 20210504
2967 | 2021-05-04T14:00 | 20210504
2968 | 2021-05-04T15:00 | 20210504
2969 | 2021-05-04T16:00 | 20210504
2970 | 2021-05-04T17:00 | 20210504
2971 | 2021-05-04T18:00 | 20210504
2972 | 2021-05-04T19:00 | 20210504
2973 | 2021-05-04T20:00 | 20210504
2974 | 2021-05-04T21:00 | 20210504
2975 | 2021-05-04T22:00 | 20210504
2976 | 2021-05-04T23:00 | 20210504
2977 | 2021-05-05T00:00 | 20210505
2978 | 2021-05-05T01:00 | 20210505
2979 | 2021-05-05T02:00 | 20210505
2980 | 2021-05-05T03:00 | 20210505
2981 | 2021-05-05T04:00 | 20210505
2982 | 2021-05-05T05:00 | 20210505
2983 | 2021-05-05T06:00 | 20210505
2984 | 2021-05-05T07:00 | 20210505
2985 | 2021-05-05T08:00 | 20210505
2986 | 2021-05-05T09:00 | 20210505
2987 | 2021-05-05T10:00 | 20210505
2988 | 2021-05-05T11:00 | 20210505
2989 | 2021-05-05T12:00 | 20210505
2990 | 2021-05-05T13:00 | 20210505
2991 | 2021-05-05T14:00 | 20210505
2992 | 2021-05-05T15:00 | 20210505
2993 | 2021-05-05T16:00 | 20210505
2994 | 2021-05-05T17:00 | 20210505
2995 | 2021-05-05T18:00 | 20210505
2996 | 2021-05-05T19:00 | 20210505
2997 | 2021-05-05T20:00 | 20210505
2998 | 2021-05-05T21:00 | 20210505
2999 | 2021-05-05T22:00 | 20210505
3000 | 2021-05-05T23:00 | 20210505
3001 | 2021-05-06T00:00 | 20210506
3002 | 2021-05-06T01:00 | 20210506
3003 | 2021-05-06T02:00 | 20210506
3004 | 2021-05-06T03:00 | 20210506
3005 | 2021-05-06T04:00 | 20210506
3006 | 2021-05-06T05:00 | 20210506
3007 | 2021-05-06T06:00 | 20210506
3008 | 2021-05-06T07:00 | 20210506
3009 | 2021-05-06T08:00 | 20210506
3010 | 2021-05-06T09:00 | 20210506
3011 | 2021-05-06T10:00 | 20210506
3012 | 2021-05-06T11:00 | 20210506
3013 | 2021-05-06T12:00 | 20210506
3014 | 2021-05-06T13:00 | 20210506
3015 | 2021-05-06T14:00 | 20210506
3016 | 2021-05-06T15:00 | 20210506
3017 | 2021-05-06T16:00 | 20210506
3018 | 2021-05-06T17:00 | 20210506
3019 | 2021-05-06T18:00 | 20210506
3020 | 2021-05-06T19:00 | 20210506
3021 | 2021-05-06T20:00 | 20210506
3022 | 2021-05-06T21:00 | 20210506
3023 | 2021-05-06T22:00 | 20210506
3024 | 2021-05-06T23:00 | 20210506
3025 | 2021-05-07T00:00 | 20210507
3026 | 2021-05-07T01:00 | 20210507
3027 | 2021-05-07T02:00 | 20210507
3028 | 2021-05-07T03:00 | 20210507
3029 | 2021-05-07T04:00 | 20210507
3030 | 2021-05-07T05:00 | 20210507
3031 | 2021-05-07T06:00 | 20210507
3032 | 2021-05-07T07:00 | 20210507
3033 | 2021-05-07T08:00 | 20210507
3034 | 2021-05-07T09:00 | 20210507
3035 | 2021-05-07T10:00 | 20210507
3036 | 2021-05-07T11:00 | 20210507
3037 | 2021-05-07T12:00 | 20210507
3038 | 2021-05-07T13:00 | 20210507
3039 | 2021-05-07T14:00 | 20210507
3040 | 2021-05-07T15:00 | 20210507
3041 | 2021-05-07T16:00 | 20210507
3042 | 2021-05-07T17:00 | 20210507
3043 | 2021-05-07T18:00 | 20210507
3044 | 2021-05-07T19:00 | 20210507
3045 | 2021-05-07T20:00 | 20210507
3046 | 2021-05-07T21:00 | 20210507
3047 | 2021-05-07T22:00 | 20210507
3048 | 2021-05-07T23:00 | 20210507
3049 | 2021-05-08T00:00 | 20210508
3050 | 2021-05-08T01:00 | 20210508
3051 | 2021-05-08T02:00 | 20210508
3052 | 2021-05-08T03:00 | 20210508
3053 | 2021-05-08T04:00 | 20210508
3054 | 2021-05-08T05:00 | 20210508
3055 | 2021-05-08T06:00 | 20210508
3056 | 2021-05-08T07:00 | 20210508
3057 | 2021-05-08T08:00 | 20210508
3058 | 2021-05-08T09:00 | 20210508
3059 | 2021-05-08T10:00 | 20210508
3060 | 2021-05-08T11:00 | 20210508
3061 | 2021-05-08T12:00 | 20210508
3062 | 2021-05-08T13:00 | 20210508
3063 | 2021-05-08T14:00 | 20210508
3064 | 2021-05-08T15:00 | 20210508
3065 | 2021-05-08T16:00 | 20210508
3066 | 2021-05-08T17:00 | 20210508
3067 | 2021-05-08T18:00 | 20210508
3068 | 2021-05-08T19:00 | 20210508
3069 | 2021-05-08T20:00 | 20210508
3070 | 2021-05-08T21:00 | 20210508
3071 | 2021-05-08T22:00 | 20210508
3072 | 2021-05-08T23:00 | 20210508
3073 | 2021-05-09T00:00 | 20210509
3074 | 2021-05-09T01:00 | 20210509
3075 | 2021-05-09T02:00 | 20210509
3076 | 2021-05-09T03:00 | 20210509
3077 | 2021-05-09T04:00 | 20210509
3078 | 2021-05-09T05:00 | 20210509
3079 | 2021-05-09T06:00 | 20210509
3080 | 2021-05-09T07:00 | 20210509
3081 | 2021-05-09T08:00 | 20210509
3082 | 2021-05-09T09:00 | 20210509
3083 | 2021-05-09T10:00 | 20210509
3084 | 2021-05-09T11:00 | 20210509
3085 | 2021-05-09T12:00 | 20210509
3086 | 2021-05-09T13:00 | 20210509
3087 | 2021-05-09T14:00 | 20210509
3088 | 2021-05-09T15:00 | 20210509
3089 | 2021-05-09T16:00 | 20210509
3090 | 2021-05-09T17:00 | 20210509
3091 | 2021-05-09T18:00 | 20210509
3092 | 2021-05-09T19:00 | 20210509
3093 | 2021-05-09T20:00 | 20210509
3094 | 2021-05-09T21:00 | 20210509
3095 | 2021-05-09T22:00 | 20210509
3096 | 2021-05-09T23:00 | 20210509
3097 | 2021-05-10T00:00 | 20210510
3098 | 2021-05-10T01:00 | 20210510
3099 | 2021-05-10T02:00 | 20210510
3100 | 2021-05-10T03:00 | 20210510
3101 | 2021-05-10T04:00 | 20210510
3102 | 2021-05-10T05:00 | 20210510
3103 | 2021-05-10T06:00 | 20210510
3104 | 2021-05-10T07:00 | 20210510
3105 | 2021-05-10T08:00 | 20210510
3106 | 2021-05-10T09:00 | 20210510
3107 | 2021-05-10T10:00 | 20210510
3108 | 2021-05-10T11:00 | 20210510
3109 | 2021-05-10T12:00 | 20210510
3110 | 2021-05-10T13:00 | 20210510
3111 | 2021-05-10T14:00 | 20210510
3112 | 2021-05-10T15:00 | 20210510
3113 | 2021-05-10T16:00 | 20210510
3114 | 2021-05-10T17:00 | 20210510
3115 | 2021-05-10T18:00 | 20210510
3116 | 2021-05-10T19:00 | 20210510
3117 | 2021-05-10T20:00 | 20210510
3118 | 2021-05-10T21:00 | 20210510
3119 | 2021-05-10T22:00 | 20210510
3120 | 2021-05-10T23:00 | 20210510
3121 | 2021-05-11T00:00 | 20210511
3122 | 2021-05-11T01:00 | 20210511
3123 | 2021-05-11T02:00 | 20210511
3124 | 2021-05-11T03:00 | 20210511
3125 | 2021-05-11T04:00 | 20210511
3126 | 2021-05-11T05:00 | 20210511
3127 | 2021-05-11T06:00 | 20210511
3128 | 2021-05-11T07:00 | 20210511
3129 | 2021-05-11T08:00 | 20210511
3130 | 2021-05-11T09:00 | 20210511
3131 | 2021-05-11T10:00 | 20210511
3132 | 2021-05-11T11:00 | 20210511
3133 | 2021-05-11T12:00 | 20210511
3134 | 2021-05-11T13:00 | 20210511
3135 | 2021-05-11T14:00 | 20210511
3136 | 2021-05-11T15:00 | 20210511
3137 | 2021-05-11T16:00 | 20210511
3138 | 2021-05-11T17:00 | 20210511
3139 | 2021-05-11T18:00 | 20210511
3140 | 2021-05-11T19:00 | 20210511
3141 | 2021-05-11T20:00 | 20210511
3142 | 2021-05-11T21:00 | 20210511
3143 | 2021-05-11T22:00 | 20210511
3144 | 2021-05-11T23:00 | 20210511
3145 | 2021-05-12T00:00 | 20210512
3146 | 2021-05-12T01:00 | 20210512
3147 | 2021-05-12T02:00 | 20210512
3148 | 2021-05-12T03:00 | 20210512
3149 | 2021-05-12T04:00 | 20210512
3150 | 2021-05-12T05:00 | 20210512
3151 | 2021-05-12T06:00 | 20210512
3152 | 2021-05-12T07:00 | 20210512
3153 | 2021-05-12T08:00 | 20210512
3154 | 2021-05-12T09:00 | 20210512
3155 | 2021-05-12T10:00 | 20210512
3156 | 2021-05-12T11:00 | 20210512
3157 | 2021-05-12T12:00 | 20210512
3158 | 2021-05-12T13:00 | 20210512
3159 | 2021-05-12T14:00 | 20210512
3160 | 2021-05-12T15:00 | 20210512
3161 | 2021-05-12T16:00 | 20210512
3162 | 2021-05-12T17:00 | 20210512
3163 | 2021-05-12T18:00 | 20210512
3164 | 2021-05-12T19:00 | 20210512
3165 | 2021-05-12T20:00 | 20210512
3166 | 2021-05-12T21:00 | 20210512
3167 | 2021-05-12T22:00 | 20210512
3168 | 2021-05-12T23:00 | 20210512
3169 | 2021-05-13T00:00 | 20210513
3170 | 2021-05-13T01:00 | 20210513
3171 | 2021-05-13T02:00 | 20210513
3172 | 2021-05-13T03:00 | 20210513
3173 | 2021-05-13T04:00 | 20210513
3174 | 2021-05-13T05:00 | 20210513
3175 | 2021-05-13T06:00 | 20210513
3176 | 2021-05-13T07:00 | 20210513
3177 | 2021-05-13T08:00 | 20210513
3178 | 2021-05-13T09:00 | 20210513
3179 | 2021-05-13T10:00 | 20210513
3180 | 2021-05-13T11:00 | 20210513
3181 | 2021-05-13T12:00 | 20210513
3182 | 2021-05-13T13:00 | 20210513
3183 | 2021-05-13T14:00 | 20210513
3184 | 2021-05-13T15:00 | 20210513
3185 | 2021-05-13T16:00 | 20210513
3186 | 2021-05-13T17:00 | 20210513
3187 | 2021-05-13T18:00 | 20210513
3188 | 2021-05-13T19:00 | 20210513
3189 | 2021-05-13T20:00 | 20210513
3190 | 2021-05-13T21:00 | 20210513
3191 | 2021-05-13T22:00 | 20210513
3192 | 2021-05-13T23:00 | 20210513
3193 | 2021-05-14T00:00 | 20210514
3194 | 2021-05-14T01:00 | 20210514
3195 | 2021-05-14T02:00 | 20210514
3196 | 2021-05-14T03:00 | 20210514
3197 | 2021-05-14T04:00 | 20210514
3198 | 2021-05-14T05:00 | 20210514
3199 | 2021-05-14T06:00 | 20210514
3200 | 2021-05-14T07:00 | 20210514
3201 | 2021-05-14T08:00 | 20210514
3202 | 2021-05-14T09:00 | 20210514
3203 | 2021-05-14T10:00 | 20210514
3204 | 2021-05-14T11:00 | 20210514
3205 | 2021-05-14T12:00 | 20210514
3206 | 2021-05-14T13:00 | 20210514
3207 | 2021-05-14T14:00 | 20210514
3208 | 2021-05-14T15:00 | 20210514
3209 | 2021-05-14T16:00 | 20210514
3210 | 2021-05-14T17:00 | 20210514
3211 | 2021-05-14T18:00 | 20210514
3212 | 2021-05-14T19:00 | 20210514
3213 | 2021-05-14T20:00 | 20210514
3214 | 2021-05-14T21:00 | 20210514
3215 | 2021-05-14T22:00 | 20210514
3216 | 2021-05-14T23:00 | 20210514
3217 | 2021-05-15T00:00 | 20210515
3218 | 2021-05-15T01:00 | 20210515
3219 | 2021-05-15T02:00 | 20210515
3220 | 2021-05-15T03:00 | 20210515
3221 | 2021-05-15T04:00 | 20210515
3222 | 2021-05-15T05:00 | 20210515
3223 | 2021-05-15T06:00 | 20210515
3224 | 2021-05-15T07:00 | 20210515
3225 | 2021-05-15T08:00 | 20210515
3226 | 2021-05-15T09:00 | 20210515
3227 | 2021-05-15T10:00 | 20210515
3228 | 2021-05-15T11:00 | 20210515
3229 | 2021-05-15T12:00 | 20210515
3230 | 2021-05-15T13:00 | 20210515
3231 | 2021-05-15T14:00 | 20210515
3232 | 2021-05-15T15:00 | 20210515
3233 | 2021-05-15T16:00 | 20210515
3234 | 2021-05-15T17:00 | 20210515
3235 | 2021-05-15T18:00 | 20210515
3236 | 2021-05-15T19:00 | 20210515
3237 | 2021-05-15T20:00 | 20210515
3238 | 2021-05-15T21:00 | 20210515
3239 | 2021-05-15T22:00 | 20210515
3240 | 2021-05-15T23:00 | 20210515
3241 | 2021-05-16T00:00 | 20210516
3242 | 2021-05-16T01:00 | 20210516
3243 | 2021-05-16T02:00 | 20210516
3244 | 2021-05-16T03:00 | 20210516
3245 | 2021-05-16T04:00 | 20210516
3246 | 2021-05-16T05:00 | 20210516
3247 | 2021-05-16T06:00 | 20210516
3248 | 2021-05-16T07:00 | 20210516
3249 | 2021-05-16T08:00 | 20210516
3250 | 2021-05-16T09:00 | 20210516
3251 | 2021-05-16T10:00 | 20210516
3252 | 2021-05-16T11:00 | 20210516
3253 | 2021-05-16T12:00 | 20210516
3254 | 2021-05-16T13:00 | 20210516
3255 | 2021-05-16T14:00 | 20210516
3256 | 2021-05-16T15:00 | 20210516
3257 | 2021-05-16T16:00 | 20210516
3258 | 2021-05-16T17:00 | 20210516
3259 | 2021-05-16T18:00 | 20210516
3260 | 2021-05-16T19:00 | 20210516
3261 | 2021-05-16T20:00 | 20210516
3262 | 2021-05-16T21:00 | 20210516
3263 | 2021-05-16T22:00 | 20210516
3264 | 2021-05-16T23:00 | 20210516
3265 | 2021-05-17T00:00 | 20210517
3266 | 2021-05-17T01:00 | 20210517
3267 | 2021-05-17T02:00 | 20210517
3268 | 2021-05-17T03:00 | 20210517
3269 | 2021-05-17T04:00 | 20210517
3270 | 2021-05-17T05:00 | 20210517
3271 | 2021-05-17T06:00 | 20210517
3272 | 2021-05-17T07:00 | 20210517
3273 | 2021-05-17T08:00 | 20210517
3274 | 2021-05-17T09:00 | 20210517
3275 | 2021-05-17T10:00 | 20210517
3276 | 2021-05-17T11:00 | 20210517
3277 | 2021-05-17T12:00 | 20210517
3278 | 2021-05-17T13:00 | 20210517
3279 | 2021-05-17T14:00 | 20210517
3280 | 2021-05-17T15:00 | 20210517
3281 | 2021-05-17T16:00 | 20210517
3282 | 2021-05-17T17:00 | 20210517
3283 | 2021-05-17T18:00 | 20210517
3284 | 2021-05-17T19:00 | 20210517
3285 | 2021-05-17T20:00 | 20210517
3286 | 2021-05-17T21:00 | 20210517
3287 | 2021-05-17T22:00 | 20210517
3288 | 2021-05-17T23:00 | 20210517
3289 | 2021-05-18T00:00 | 20210518
3290 | 2021-05-18T01:00 | 20210518
3291 | 2021-05-18T02:00 | 20210518
3292 | 2021-05-18T03:00 | 20210518
3293 | 2021-05-18T04:00 | 20210518
3294 | 2021-05-18T05:00 | 20210518
3295 | 2021-05-18T06:00 | 20210518
3296 | 2021-05-18T07:00 | 20210518
3297 | 2021-05-18T08:00 | 20210518
3298 | 2021-05-18T09:00 | 20210518
3299 | 2021-05-18T10:00 | 20210518
3300 | 2021-05-18T11:00 | 20210518
3301 | 2021-05-18T12:00 | 20210518
3302 | 2021-05-18T13:00 | 20210518
3303 | 2021-05-18T14:00 | 20210518
3304 | 2021-05-18T15:00 | 20210518
3305 | 2021-05-18T16:00 | 20210518
3306 | 2021-05-18T17:00 | 20210518
3307 | 2021-05-18T18:00 | 20210518
3308 | 2021-05-18T19:00 | 20210518
3309 | 2021-05-18T20:00 | 20210518
3310 | 2021-05-18T21:00 | 20210518
3311 | 2021-05-18T22:00 | 20210518
3312 | 2021-05-18T23:00 | 20210518
3313 | 2021-05-19T00:00 | 20210519
3314 | 2021-05-19T01:00 | 20210519
3315 | 2021-05-19T02:00 | 20210519
3316 | 2021-05-19T03:00 | 20210519
3317 | 2021-05-19T04:00 | 20210519
3318 | 2021-05-19T05:00 | 20210519
3319 | 2021-05-19T06:00 | 20210519
3320 | 2021-05-19T07:00 | 20210519
3321 | 2021-05-19T08:00 | 20210519
3322 | 2021-05-19T09:00 | 20210519
3323 | 2021-05-19T10:00 | 20210519
3324 | 2021-05-19T11:00 | 20210519
3325 | 2021-05-19T12:00 | 20210519
3326 | 2021-05-19T13:00 | 20210519
3327 | 2021-05-19T14:00 | 20210519
3328 | 2021-05-19T15:00 | 20210519
3329 | 2021-05-19T16:00 | 20210519
3330 | 2021-05-19T17:00 | 20210519
3331 | 2021-05-19T18:00 | 20210519
3332 | 2021-05-19T19:00 | 20210519
3333 | 2021-05-19T20:00 | 20210519
3334 | 2021-05-19T21:00 | 20210519
3335 | 2021-05-19T22:00 | 20210519
3336 | 2021-05-19T23:00 | 20210519
3337 | 2021-05-20T00:00 | 20210520
3338 | 2021-05-20T01:00 | 20210520
3339 | 2021-05-20T02:00 | 20210520
3340 | 2021-05-20T03:00 | 20210520
3341 | 2021-05-20T04:00 | 20210520
3342 | 2021-05-20T05:00 | 20210520
3343 | 2021-05-20T06:00 | 20210520
3344 | 2021-05-20T07:00 | 20210520
3345 | 2021-05-20T08:00 | 20210520
3346 | 2021-05-20T09:00 | 20210520
3347 | 2021-05-20T10:00 | 20210520
3348 | 2021-05-20T11:00 | 20210520
3349 | 2021-05-20T12:00 | 20210520
3350 | 2021-05-20T13:00 | 20210520
3351 | 2021-05-20T14:00 | 20210520
3352 | 2021-05-20T15:00 | 20210520
3353 | 2021-05-20T16:00 | 20210520
3354 | 2021-05-20T17:00 | 20210520
3355 | 2021-05-20T18:00 | 20210520
3356 | 2021-05-20T19:00 | 20210520
3357 | 2021-05-20T20:00 | 20210520
3358 | 2021-05-20T21:00 | 20210520
3359 | 2021-05-20T22:00 | 20210520
3360 | 2021-05-20T23:00 | 20210520
3361 | 2021-05-21T00:00 | 20210521
3362 | 2021-05-21T01:00 | 20210521
3363 | 2021-05-21T02:00 | 20210521
3364 | 2021-05-21T03:00 | 20210521
3365 | 2021-05-21T04:00 | 20210521
3366 | 2021-05-21T05:00 | 20210521
3367 | 2021-05-21T06:00 | 20210521
3368 | 2021-05-21T07:00 | 20210521
3369 | 2021-05-21T08:00 | 20210521
3370 | 2021-05-21T09:00 | 20210521
3371 | 2021-05-21T10:00 | 20210521
3372 | 2021-05-21T11:00 | 20210521
3373 | 2021-05-21T12:00 | 20210521
3374 | 2021-05-21T13:00 | 20210521
3375 | 2021-05-21T14:00 | 20210521
3376 | 2021-05-21T15:00 | 20210521
3377 | 2021-05-21T16:00 | 20210521
3378 | 2021-05-21T17:00 | 20210521
3379 | 2021-05-21T18:00 | 20210521
3380 | 2021-05-21T19:00 | 20210521
3381 | 2021-05-21T20:00 | 20210521
3382 | 2021-05-21T21:00 | 20210521
3383 | 2021-05-21T22:00 | 20210521
3384 | 2021-05-21T23:00 | 20210521
3385 | 2021-05-22T00:00 | 20210522
3386 | 2021-05-22T01:00 | 20210522
3387 | 2021-05-22T02:00 | 20210522
3388 | 2021-05-22T03:00 | 20210522
3389 | 2021-05-22T04:00 | 20210522
3390 | 2021-05-22T05:00 | 20210522
3391 | 2021-05-22T06:00 | 20210522
3392 | 2021-05-22T07:00 | 20210522
3393 | 2021-05-22T08:00 | 20210522
3394 | 2021-05-22T09:00 | 20210522
3395 | 2021-05-22T10:00 | 20210522
3396 | 2021-05-22T11:00 | 20210522
3397 | 2021-05-22T12:00 | 20210522
3398 | 2021-05-22T13:00 | 20210522
3399 | 2021-05-22T14:00 | 20210522
3400 | 2021-05-22T15:00 | 20210522
3401 | 2021-05-22T16:00 | 20210522
3402 | 2021-05-22T17:00 | 20210522
3403 | 2021-05-22T18:00 | 20210522
3404 | 2021-05-22T19:00 | 20210522
3405 | 2021-05-22T20:00 | 20210522
3406 | 2021-05-22T21:00 | 20210522
3407 | 2021-05-22T22:00 | 20210522
3408 | 2021-05-22T23:00 | 20210522
3409 | 2021-05-23T00:00 | 20210523
3410 | 2021-05-23T01:00 | 20210523
3411 | 2021-05-23T02:00 | 20210523
3412 | 2021-05-23T03:00 | 20210523
3413 | 2021-05-23T04:00 | 20210523
3414 | 2021-05-23T05:00 | 20210523
3415 | 2021-05-23T06:00 | 20210523
3416 | 2021-05-23T07:00 | 20210523
3417 | 2021-05-23T08:00 | 20210523
3418 | 2021-05-23T09:00 | 20210523
3419 | 2021-05-23T10:00 | 20210523
3420 | 2021-05-23T11:00 | 20210523
3421 | 2021-05-23T12:00 | 20210523
3422 | 2021-05-23T13:00 | 20210523
3423 | 2021-05-23T14:00 | 20210523
3424 | 2021-05-23T15:00 | 20210523
3425 | 2021-05-23T16:00 | 20210523
3426 | 2021-05-23T17:00 | 20210523
3427 | 2021-05-23T18:00 | 20210523
3428 | 2021-05-23T19:00 | 20210523
3429 | 2021-05-23T20:00 | 20210523
3430 | 2021-05-23T21:00 | 20210523
3431 | 2021-05-23T22:00 | 20210523
3432 | 2021-05-23T23:00 | 20210523
3433 | 2021-05-24T00:00 | 20210524
3434 | 2021-05-24T01:00 | 20210524
3435 | 2021-05-24T02:00 | 20210524
3436 | 2021-05-24T03:00 | 20210524
3437 | 2021-05-24T04:00 | 20210524
3438 | 2021-05-24T05:00 | 20210524
3439 | 2021-05-24T06:00 | 20210524
3440 | 2021-05-24T07:00 | 20210524
3441 | 2021-05-24T08:00 | 20210524
3442 | 2021-05-24T09:00 | 20210524
3443 | 2021-05-24T10:00 | 20210524
3444 | 2021-05-24T11:00 | 20210524
3445 | 2021-05-24T12:00 | 20210524
3446 | 2021-05-24T13:00 | 20210524
3447 | 2021-05-24T14:00 | 20210524
3448 | 2021-05-24T15:00 | 20210524
3449 | 2021-05-24T16:00 | 20210524
3450 | 2021-05-24T17:00 | 20210524
3451 | 2021-05-24T18:00 | 20210524
3452 | 2021-05-24T19:00 | 20210524
3453 | 2021-05-24T20:00 | 20210524
3454 | 2021-05-24T21:00 | 20210524
3455 | 2021-05-24T22:00 | 20210524
3456 | 2021-05-24T23:00 | 20210524
3457 | 2021-05-25T00:00 | 20210525
3458 | 2021-05-25T01:00 | 20210525
3459 | 2021-05-25T02:00 | 20210525
3460 | 2021-05-25T03:00 | 20210525
3461 | 2021-05-25T04:00 | 20210525
3462 | 2021-05-25T05:00 | 20210525
3463 | 2021-05-25T06:00 | 20210525
3464 | 2021-05-25T07:00 | 20210525
3465 | 2021-05-25T08:00 | 20210525
3466 | 2021-05-25T09:00 | 20210525
3467 | 2021-05-25T10:00 | 20210525
3468 | 2021-05-25T11:00 | 20210525
3469 | 2021-05-25T12:00 | 20210525
3470 | 2021-05-25T13:00 | 20210525
3471 | 2021-05-25T14:00 | 20210525
3472 | 2021-05-25T15:00 | 20210525
3473 | 2021-05-25T16:00 | 20210525
3474 | 2021-05-25T17:00 | 20210525
3475 | 2021-05-25T18:00 | 20210525
3476 | 2021-05-25T19:00 | 20210525
3477 | 2021-05-25T20:00 | 20210525
3478 | 2021-05-25T21:00 | 20210525
3479 | 2021-05-25T22:00 | 20210525
3480 | 2021-05-25T23:00 | 20210525
3481 | 2021-05-26T00:00 | 20210526
3482 | 2021-05-26T01:00 | 20210526
3483 | 2021-05-26T02:00 | 20210526
3484 | 2021-05-26T03:00 | 20210526
3485 | 2021-05-26T04:00 | 20210526
3486 | 2021-05-26T05:00 | 20210526
3487 | 2021-05-26T06:00 | 20210526
3488 | 2021-05-26T07:00 | 20210526
3489 | 2021-05-26T08:00 | 20210526
3490 | 2021-05-26T09:00 | 20210526
3491 | 2021-05-26T10:00 | 20210526
3492 | 2021-05-26T11:00 | 20210526
3493 | 2021-05-26T12:00 | 20210526
3494 | 2021-05-26T13:00 | 20210526
3495 | 2021-05-26T14:00 | 20210526
3496 | 2021-05-26T15:00 | 20210526
3497 | 2021-05-26T16:00 | 20210526
3498 | 2021-05-26T17:00 | 20210526
3499 | 2021-05-26T18:00 | 20210526
3500 | 2021-05-26T19:00 | 20210526
3501 | 2021-05-26T20:00 | 20210526
3502 | 2021-05-26T21:00 | 20210526
3503 | 2021-05-26T22:00 | 20210526
3504 | 2021-05-26T23:00 | 20210526
3505 | 2021-05-27T00:00 | 20210527
3506 | 2021-05-27T01:00 | 20210527
3507 | 2021-05-27T02:00 | 20210527
3508 | 2021-05-27T03:00 | 20210527
3509 | 2021-05-27T04:00 | 20210527
3510 | 2021-05-27T05:00 | 20210527
3511 | 2021-05-27T06:00 | 20210527
3512 | 2021-05-27T07:00 | 20210527
3513 | 2021-05-27T08:00 | 20210527
3514 | 2021-05-27T09:00 | 20210527
3515 | 2021-05-27T10:00 | 20210527
3516 | 2021-05-27T11:00 | 20210527
3517 | 2021-05-27T12:00 | 20210527
3518 | 2021-05-27T13:00 | 20210527
3519 | 2021-05-27T14:00 | 20210527
3520 | 2021-05-27T15:00 | 20210527
3521 | 2021-05-27T16:00 | 20210527
3522 | 2021-05-27T17:00 | 20210527
3523 | 2021-05-27T18:00 | 20210527
3524 | 2021-05-27T19:00 | 20210527
3525 | 2021-05-27T20:00 | 20210527
3526 | 2021-05-27T21:00 | 20210527
3527 | 2021-05-27T22:00 | 20210527
3528 | 2021-05-27T23:00 | 20210527
3529 | 2021-05-28T00:00 | 20210528
3530 | 2021-05-28T01:00 | 20210528
3531 | 2021-05-28T02:00 | 20210528
3532 | 2021-05-28T03:00 | 20210528
3533 | 2021-05-28T04:00 | 20210528
3534 | 2021-05-28T05:00 | 20210528
3535 | 2021-05-28T06:00 | 20210528
3536 | 2021-05-28T07:00 | 20210528
3537 | 2021-05-28T08:00 | 20210528
3538 | 2021-05-28T09:00 | 20210528
3539 | 2021-05-28T10:00 | 20210528
3540 | 2021-05-28T11:00 | 20210528
3541 | 2021-05-28T12:00 | 20210528
3542 | 2021-05-28T13:00 | 20210528
3543 | 2021-05-28T14:00 | 20210528
3544 | 2021-05-28T15:00 | 20210528
3545 | 2021-05-28T16:00 | 20210528
3546 | 2021-05-28T17:00 | 20210528
3547 | 2021-05-28T18:00 | 20210528
3548 | 2021-05-28T19:00 | 20210528
3549 | 2021-05-28T20:00 | 20210528
3550 | 2021-05-28T21:00 | 20210528
3551 | 2021-05-28T22:00 | 20210528
3552 | 2021-05-28T23:00 | 20210528
3553 | 2021-05-29T00:00 | 20210529
3554 | 2021-05-29T01:00 | 20210529
3555 | 2021-05-29T02:00 | 20210529
3556 | 2021-05-29T03:00 | 20210529
3557 | 2021-05-29T04:00 | 20210529
3558 | 2021-05-29T05:00 | 20210529
3559 | 2021-05-29T06:00 | 20210529
3560 | 2021-05-29T07:00 | 20210529
3561 | 2021-05-29T08:00 | 20210529
3562 | 2021-05-29T09:00 | 20210529
3563 | 2021-05-29T10:00 | 20210529
3564 | 2021-05-29T11:00 | 20210529
3565 | 2021-05-29T12:00 | 20210529
3566 | 2021-05-29T13:00 | 20210529
3567 | 2021-05-29T14:00 | 20210529
3568 | 2021-05-29T15:00 | 20210529
3569 | 2021-05-29T16:00 | 20210529
3570 | 2021-05-29T17:00 | 20210529
3571 | 2021-05-29T18:00 | 20210529
3572 | 2021-05-29T19:00 | 20210529
3573 | 2021-05-29T20:00 | 20210529
3574 | 2021-05-29T21:00 | 20210529
3575 | 2021-05-29T22:00 | 20210529
3576 | 2021-05-29T23:00 | 20210529
3577 | 2021-05-30T00:00 | 20210530
3578 | 2021-05-30T01:00 | 20210530
3579 | 2021-05-30T02:00 | 20210530
3580 | 2021-05-30T03:00 | 20210530
3581 | 2021-05-30T04:00 | 20210530
3582 | 2021-05-30T05:00 | 20210530
3583 | 2021-05-30T06:00 | 20210530
3584 | 2021-05-30T07:00 | 20210530
3585 | 2021-05-30T08:00 | 20210530
3586 | 2021-05-30T09:00 | 20210530
3587 | 2021-05-30T10:00 | 20210530
3588 | 2021-05-30T11:00 | 20210530
3589 | 2021-05-30T12:00 | 20210530
3590 | 2021-05-30T13:00 | 20210530
3591 | 2021-05-30T14:00 | 20210530
3592 | 2021-05-30T15:00 | 20210530
3593 | 2021-05-30T16:00 | 20210530
3594 | 2021-05-30T17:00 | 20210530
3595 | 2021-05-30T18:00 | 20210530
3596 | 2021-05-30T19:00 | 20210530
3597 | 2021-05-30T20:00 | 20210530
3598 | 2021-05-30T21:00 | 20210530
3599 | 2021-05-30T22:00 | 20210530
3600 | 2021-05-30T23:00 | 20210530
3601 | 2021-05-31T00:00 | 20210531
3602 | 2021-05-31T01:00 | 20210531
3603 | 2021-05-31T02:00 | 20210531
3604 | 2021-05-31T03:00 | 20210531
3605 | 2021-05-31T04:00 | 20210531
3606 | 2021-05-31T05:00 | 20210531
3607 | 2021-05-31T06:00 | 20210531
3608 | 2021-05-31T07:00 | 20210531
3609 | 2021-05-31T08:00 | 20210531
3610 | 2021-05-31T09:00 | 20210531
3611 | 2021-05-31T10:00 | 20210531
3612 | 2021-05-31T11:00 | 20210531
3613 | 2021-05-31T12:00 | 20210531
3614 | 2021-05-31T13:00 | 20210531
3615 | 2021-05-31T14:00 | 20210531
3616 | 2021-05-31T15:00 | 20210531
3617 | 2021-05-31T16:00 | 20210531
3618 | 2021-05-31T17:00 | 20210531
3619 | 2021-05-31T18:00 | 20210531
3620 | 2021-05-31T19:00 | 20210531
3621 | 2021-05-31T20:00 | 20210531
3622 | 2021-05-31T21:00 | 20210531
3623 | 2021-05-31T22:00 | 20210531
3624 | 2021-05-31T23:00 | 20210531
3625 | 2021-06-01T00:00 | 20210601
3626 | 2021-06-01T01:00 | 20210601
3627 | 2021-06-01T02:00 | 20210601
3628 | 2021-06-01T03:00 | 20210601
3629 | 2021-06-01T04:00 | 20210601
3630 | 2021-06-01T05:00 | 20210601
3631 | 2021-06-01T06:00 | 20210601
3632 | 2021-06-01T07:00 | 20210601
3633 | 2021-06-01T08:00 | 20210601
3634 | 2021-06-01T09:00 | 20210601
3635 | 2021-06-01T10:00 | 20210601
3636 | 2021-06-01T11:00 | 20210601
3637 | 2021-06-01T12:00 | 20210601
3638 | 2021-06-01T13:00 | 20210601
3639 | 2021-06-01T14:00 | 20210601
3640 | 2021-06-01T15:00 | 20210601
3641 | 2021-06-01T16:00 | 20210601
3642 | 2021-06-01T17:00 | 20210601
3643 | 2021-06-01T18:00 | 20210601
3644 | 2021-06-01T19:00 | 20210601
3645 | 2021-06-01T20:00 | 20210601
3646 | 2021-06-01T21:00 | 20210601
3647 | 2021-06-01T22:00 | 20210601
3648 | 2021-06-01T23:00 | 20210601
3649 | 2021-06-02T00:00 | 20210602
3650 | 2021-06-02T01:00 | 20210602
3651 | 2021-06-02T02:00 | 20210602
3652 | 2021-06-02T03:00 | 20210602
3653 | 2021-06-02T04:00 | 20210602
3654 | 2021-06-02T05:00 | 20210602
3655 | 2021-06-02T06:00 | 20210602
3656 | 2021-06-02T07:00 | 20210602
3657 | 2021-06-02T08:00 | 20210602
3658 | 2021-06-02T09:00 | 20210602
3659 | 2021-06-02T10:00 | 20210602
3660 | 2021-06-02T11:00 | 20210602
3661 | 2021-06-02T12:00 | 20210602
3662 | 2021-06-02T13:00 | 20210602
3663 | 2021-06-02T14:00 | 20210602
3664 | 2021-06-02T15:00 | 20210602
3665 | 2021-06-02T16:00 | 20210602
3666 | 2021-06-02T17:00 | 20210602
3667 | 2021-06-02T18:00 | 20210602
3668 | 2021-06-02T19:00 | 20210602
3669 | 2021-06-02T20:00 | 20210602
3670 | 2021-06-02T21:00 | 20210602
3671 | 2021-06-02T22:00 | 20210602
3672 | 2021-06-02T23:00 | 20210602
3673 | 2021-06-03T00:00 | 20210603
3674 | 2021-06-03T01:00 | 20210603
3675 | 2021-06-03T02:00 | 20210603
3676 | 2021-06-03T03:00 | 20210603
3677 | 2021-06-03T04:00 | 20210603
3678 | 2021-06-03T05:00 | 20210603
3679 | 2021-06-03T06:00 | 20210603
3680 | 2021-06-03T07:00 | 20210603
3681 | 2021-06-03T08:00 | 20210603
3682 | 2021-06-03T09:00 | 20210603
3683 | 2021-06-03T10:00 | 20210603
3684 | 2021-06-03T11:00 | 20210603
3685 | 2021-06-03T12:00 | 20210603
3686 | 2021-06-03T13:00 | 20210603
3687 | 2021-06-03T14:00 | 20210603
3688 | 2021-06-03T15:00 | 20210603
3689 | 2021-06-03T16:00 | 20210603
3690 | 2021-06-03T17:00 | 20210603
3691 | 2021-06-03T18:00 | 20210603
3692 | 2021-06-03T19:00 | 20210603
3693 | 2021-06-03T20:00 | 20210603
3694 | 2021-06-03T21:00 | 20210603
3695 | 2021-06-03T22:00 | 20210603
3696 | 2021-06-03T23:00 | 20210603
3697 | 2021-06-04T00:00 | 20210604
3698 | 2021-06-04T01:00 | 20210604
3699 | 2021-06-04T02:00 | 20210604
3700 | 2021-06-04T03:00 | 20210604
3701 | 2021-06-04T04:00 | 20210604
3702 | 2021-06-04T05:00 | 20210604
3703 | 2021-06-04T06:00 | 20210604
3704 | 2021-06-04T07:00 | 20210604
3705 | 2021-06-04T08:00 | 20210604
3706 | 2021-06-04T09:00 | 20210604
3707 | 2021-06-04T10:00 | 20210604
3708 | 2021-06-04T11:00 | 20210604
3709 | 2021-06-04T12:00 | 20210604
3710 | 2021-06-04T13:00 | 20210604
3711 | 2021-06-04T14:00 | 20210604
3712 | 2021-06-04T15:00 | 20210604
3713 | 2021-06-04T16:00 | 20210604
3714 | 2021-06-04T17:00 | 20210604
3715 | 2021-06-04T18:00 | 20210604
3716 | 2021-06-04T19:00 | 20210604
3717 | 2021-06-04T20:00 | 20210604
3718 | 2021-06-04T21:00 | 20210604
3719 | 2021-06-04T22:00 | 20210604
3720 | 2021-06-04T23:00 | 20210604
3721 | 2021-06-05T00:00 | 20210605
3722 | 2021-06-05T01:00 | 20210605
3723 | 2021-06-05T02:00 | 20210605
3724 | 2021-06-05T03:00 | 20210605
3725 | 2021-06-05T04:00 | 20210605
3726 | 2021-06-05T05:00 | 20210605
3727 | 2021-06-05T06:00 | 20210605
3728 | 2021-06-05T07:00 | 20210605
3729 | 2021-06-05T08:00 | 20210605
3730 | 2021-06-05T09:00 | 20210605
3731 | 2021-06-05T10:00 | 20210605
3732 | 2021-06-05T11:00 | 20210605
3733 | 2021-06-05T12:00 | 20210605
3734 | 2021-06-05T13:00 | 20210605
3735 | 2021-06-05T14:00 | 20210605
3736 | 2021-06-05T15:00 | 20210605
3737 | 2021-06-05T16:00 | 20210605
3738 | 2021-06-05T17:00 | 20210605
3739 | 2021-06-05T18:00 | 20210605
3740 | 2021-06-05T19:00 | 20210605
3741 | 2021-06-05T20:00 | 20210605
3742 | 2021-06-05T21:00 | 20210605
3743 | 2021-06-05T22:00 | 20210605
3744 | 2021-06-05T23:00 | 20210605
3745 | 2021-06-06T00:00 | 20210606
3746 | 2021-06-06T01:00 | 20210606
3747 | 2021-06-06T02:00 | 20210606
3748 | 2021-06-06T03:00 | 20210606
3749 | 2021-06-06T04:00 | 20210606
3750 | 2021-06-06T05:00 | 20210606
3751 | 2021-06-06T06:00 | 20210606
3752 | 2021-06-06T07:00 | 20210606
3753 | 2021-06-06T08:00 | 20210606
3754 | 2021-06-06T09:00 | 20210606
3755 | 2021-06-06T10:00 | 20210606
3756 | 2021-06-06T11:00 | 20210606
3757 | 2021-06-06T12:00 | 20210606
3758 | 2021-06-06T13:00 | 20210606
3759 | 2021-06-06T14:00 | 20210606
3760 | 2021-06-06T15:00 | 20210606
3761 | 2021-06-06T16:00 | 20210606
3762 | 2021-06-06T17:00 | 20210606
3763 | 2021-06-06T18:00 | 20210606
3764 | 2021-06-06T19:00 | 20210606
3765 | 2021-06-06T20:00 | 20210606
3766 | 2021-06-06T21:00 | 20210606
3767 | 2021-06-06T22:00 | 20210606
3768 | 2021-06-06T23:00 | 20210606
3769 | 2021-06-07T00:00 | 20210607
3770 | 2021-06-07T01:00 | 20210607
3771 | 2021-06-07T02:00 | 20210607
3772 | 2021-06-07T03:00 | 20210607
3773 | 2021-06-07T04:00 | 20210607
3774 | 2021-06-07T05:00 | 20210607
3775 | 2021-06-07T06:00 | 20210607
3776 | 2021-06-07T07:00 | 20210607
3777 | 2021-06-07T08:00 | 20210607
3778 | 2021-06-07T09:00 | 20210607
3779 | 2021-06-07T10:00 | 20210607
3780 | 2021-06-07T11:00 | 20210607
3781 | 2021-06-07T12:00 | 20210607
3782 | 2021-06-07T13:00 | 20210607
3783 | 2021-06-07T14:00 | 20210607
3784 | 2021-06-07T15:00 | 20210607
3785 | 2021-06-07T16:00 | 20210607
3786 | 2021-06-07T17:00 | 20210607
3787 | 2021-06-07T18:00 | 20210607
3788 | 2021-06-07T19:00 | 20210607
3789 | 2021-06-07T20:00 | 20210607
3790 | 2021-06-07T21:00 | 20210607
3791 | 2021-06-07T22:00 | 20210607
3792 | 2021-06-07T23:00 | 20210607
3793 | 2021-06-08T00:00 | 20210608
3794 | 2021-06-08T01:00 | 20210608
3795 | 2021-06-08T02:00 | 20210608
3796 | 2021-06-08T03:00 | 20210608
3797 | 2021-06-08T04:00 | 20210608
3798 | 2021-06-08T05:00 | 20210608
3799 | 2021-06-08T06:00 | 20210608
3800 | 2021-06-08T07:00 | 20210608
3801 | 2021-06-08T08:00 | 20210608
3802 | 2021-06-08T09:00 | 20210608
3803 | 2021-06-08T10:00 | 20210608
3804 | 2021-06-08T11:00 | 20210608
3805 | 2021-06-08T12:00 | 20210608
3806 | 2021-06-08T13:00 | 20210608
3807 | 2021-06-08T14:00 | 20210608
3808 | 2021-06-08T15:00 | 20210608
3809 | 2021-06-08T16:00 | 20210608
3810 | 2021-06-08T17:00 | 20210608
3811 | 2021-06-08T18:00 | 20210608
3812 | 2021-06-08T19:00 | 20210608
3813 | 2021-06-08T20:00 | 20210608
3814 | 2021-06-08T21:00 | 20210608
3815 | 2021-06-08T22:00 | 20210608
3816 | 2021-06-08T23:00 | 20210608
3817 | 2021-06-09T00:00 | 20210609
3818 | 2021-06-09T01:00 | 20210609
3819 | 2021-06-09T02:00 | 20210609
3820 | 2021-06-09T03:00 | 20210609
3821 | 2021-06-09T04:00 | 20210609
3822 | 2021-06-09T05:00 | 20210609
3823 | 2021-06-09T06:00 | 20210609
3824 | 2021-06-09T07:00 | 20210609
3825 | 2021-06-09T08:00 | 20210609
3826 | 2021-06-09T09:00 | 20210609
3827 | 2021-06-09T10:00 | 20210609
3828 | 2021-06-09T11:00 | 20210609
3829 | 2021-06-09T12:00 | 20210609
3830 | 2021-06-09T13:00 | 20210609
3831 | 2021-06-09T14:00 | 20210609
3832 | 2021-06-09T15:00 | 20210609
3833 | 2021-06-09T16:00 | 20210609
3834 | 2021-06-09T17:00 | 20210609
3835 | 2021-06-09T18:00 | 20210609
3836 | 2021-06-09T19:00 | 20210609
3837 | 2021-06-09T20:00 | 20210609
3838 | 2021-06-09T21:00 | 20210609
3839 | 2021-06-09T22:00 | 20210609
3840 | 2021-06-09T23:00 | 20210609
3841 | 2021-06-10T00:00 | 20210610
3842 | 2021-06-10T01:00 | 20210610
3843 | 2021-06-10T02:00 | 20210610
3844 | 2021-06-10T03:00 | 20210610
3845 | 2021-06-10T04:00 | 20210610
3846 | 2021-06-10T05:00 | 20210610
3847 | 2021-06-10T06:00 | 20210610
3848 | 2021-06-10T07:00 | 20210610
3849 | 2021-06-10T08:00 | 20210610
3850 | 2021-06-10T09:00 | 20210610
3851 | 2021-06-10T10:00 | 20210610
3852 | 2021-06-10T11:00 | 20210610
3853 | 2021-06-10T12:00 | 20210610
3854 | 2021-06-10T13:00 | 20210610
3855 | 2021-06-10T14:00 | 20210610
3856 | 2021-06-10T15:00 | 20210610
3857 | 2021-06-10T16:00 | 20210610
3858 | 2021-06-10T17:00 | 20210610
3859 | 2021-06-10T18:00 | 20210610
3860 | 2021-06-10T19:00 | 20210610
3861 | 2021-06-10T20:00 | 20210610
3862 | 2021-06-10T21:00 | 20210610
3863 | 2021-06-10T22:00 | 20210610
3864 | 2021-06-10T23:00 | 20210610
3865 | 2021-06-11T00:00 | 20210611
3866 | 2021-06-11T01:00 | 20210611
3867 | 2021-06-11T02:00 | 20210611
3868 | 2021-06-11T03:00 | 20210611
3869 | 2021-06-11T04:00 | 20210611
3870 | 2021-06-11T05:00 | 20210611
3871 | 2021-06-11T06:00 | 20210611
3872 | 2021-06-11T07:00 | 20210611
3873 | 2021-06-11T08:00 | 20210611
3874 | 2021-06-11T09:00 | 20210611
3875 | 2021-06-11T10:00 | 20210611
3876 | 2021-06-11T11:00 | 20210611
3877 | 2021-06-11T12:00 | 20210611
3878 | 2021-06-11T13:00 | 20210611
3879 | 2021-06-11T14:00 | 20210611
3880 | 2021-06-11T15:00 | 20210611
3881 | 2021-06-11T16:00 | 20210611
3882 | 2021-06-11T17:00 | 20210611
3883 | 2021-06-11T18:00 | 20210611
3884 | 2021-06-11T19:00 | 20210611
3885 | 2021-06-11T20:00 | 20210611
3886 | 2021-06-11T21:00 | 20210611
3887 | 2021-06-11T22:00 | 20210611
3888 | 2021-06-11T23:00 | 20210611
3889 | 2021-06-12T00:00 | 20210612
3890 | 2021-06-12T01:00 | 20210612
3891 | 2021-06-12T02:00 | 20210612
3892 | 2021-06-12T03:00 | 20210612
3893 | 2021-06-12T04:00 | 20210612
3894 | 2021-06-12T05:00 | 20210612
3895 | 2021-06-12T06:00 | 20210612
3896 | 2021-06-12T07:00 | 20210612
3897 | 2021-06-12T08:00 | 20210612
3898 | 2021-06-12T09:00 | 20210612
3899 | 2021-06-12T10:00 | 20210612
3900 | 2021-06-12T11:00 | 20210612
3901 | 2021-06-12T12:00 | 20210612
3902 | 2021-06-12T13:00 | 20210612
3903 | 2021-06-12T14:00 | 20210612
3904 | 2021-06-12T15:00 | 20210612
3905 | 2021-06-12T16:00 | 20210612
3906 | 2021-06-12T17:00 | 20210612
3907 | 2021-06-12T18:00 | 20210612
3908 | 2021-06-12T19:00 | 20210612
3909 | 2021-06-12T20:00 | 20210612
3910 | 2021-06-12T21:00 | 20210612
3911 | 2021-06-12T22:00 | 20210612
3912 | 2021-06-12T23:00 | 20210612
3913 | 2021-06-13T00:00 | 20210613
3914 | 2021-06-13T01:00 | 20210613
3915 | 2021-06-13T02:00 | 20210613
3916 | 2021-06-13T03:00 | 20210613
3917 | 2021-06-13T04:00 | 20210613
3918 | 2021-06-13T05:00 | 20210613
3919 | 2021-06-13T06:00 | 20210613
3920 | 2021-06-13T07:00 | 20210613
3921 | 2021-06-13T08:00 | 20210613
3922 | 2021-06-13T09:00 | 20210613
3923 | 2021-06-13T10:00 | 20210613
3924 | 2021-06-13T11:00 | 20210613
3925 | 2021-06-13T12:00 | 20210613
3926 | 2021-06-13T13:00 | 20210613
3927 | 2021-06-13T14:00 | 20210613
3928 | 2021-06-13T15:00 | 20210613
3929 | 2021-06-13T16:00 | 20210613
3930 | 2021-06-13T17:00 | 20210613
3931 | 2021-06-13T18:00 | 20210613
3932 | 2021-06-13T19:00 | 20210613
3933 | 2021-06-13T20:00 | 20210613
3934 | 2021-06-13T21:00 | 20210613
3935 | 2021-06-13T22:00 | 20210613
3936 | 2021-06-13T23:00 | 20210613
3937 | 2021-06-14T00:00 | 20210614
3938 | 2021-06-14T01:00 | 20210614
3939 | 2021-06-14T02:00 | 20210614
3940 | 2021-06-14T03:00 | 20210614
3941 | 2021-06-14T04:00 | 20210614
3942 | 2021-06-14T05:00 | 20210614
3943 | 2021-06-14T06:00 | 20210614
3944 | 2021-06-14T07:00 | 20210614
3945 | 2021-06-14T08:00 | 20210614
3946 | 2021-06-14T09:00 | 20210614
3947 | 2021-06-14T10:00 | 20210614
3948 | 2021-06-14T11:00 | 20210614
3949 | 2021-06-14T12:00 | 20210614
3950 | 2021-06-14T13:00 | 20210614
3951 | 2021-06-14T14:00 | 20210614
3952 | 2021-06-14T15:00 | 20210614
3953 | 2021-06-14T16:00 | 20210614
3954 | 2021-06-14T17:00 | 20210614
3955 | 2021-06-14T18:00 | 20210614
3956 | 2021-06-14T19:00 | 20210614
3957 | 2021-06-14T20:00 | 20210614
3958 | 2021-06-14T21:00 | 20210614
3959 | 2021-06-14T22:00 | 20210614
3960 | 2021-06-14T23:00 | 20210614
3961 | 2021-06-15T00:00 | 20210615
3962 | 2021-06-15T01:00 | 20210615
3963 | 2021-06-15T02:00 | 20210615
3964 | 2021-06-15T03:00 | 20210615
3965 | 2021-06-15T04:00 | 20210615
3966 | 2021-06-15T05:00 | 20210615
3967 | 2021-06-15T06:00 | 20210615
3968 | 2021-06-15T07:00 | 20210615
3969 | 2021-06-15T08:00 | 20210615
3970 | 2021-06-15T09:00 | 20210615
3971 | 2021-06-15T10:00 | 20210615
3972 | 2021-06-15T11:00 | 20210615
3973 | 2021-06-15T12:00 | 20210615
3974 | 2021-06-15T13:00 | 20210615
3975 | 2021-06-15T14:00 | 20210615
3976 | 2021-06-15T15:00 | 20210615
3977 | 2021-06-15T16:00 | 20210615
3978 | 2021-06-15T17:00 | 20210615
3979 | 2021-06-15T18:00 | 20210615
3980 | 2021-06-15T19:00 | 20210615
3981 | 2021-06-15T20:00 | 20210615
3982 | 2021-06-15T21:00 | 20210615
3983 | 2021-06-15T22:00 | 20210615
3984 | 2021-06-15T23:00 | 20210615
3985 | 2021-06-16T00:00 | 20210616
3986 | 2021-06-16T01:00 | 20210616
3987 | 2021-06-16T02:00 | 20210616
3988 | 2021-06-16T03:00 | 20210616
3989 | 2021-06-16T04:00 | 20210616
3990 | 2021-06-16T05:00 | 20210616
3991 | 2021-06-16T06:00 | 20210616
3992 | 2021-06-16T07:00 | 20210616
3993 | 2021-06-16T08:00 | 20210616
3994 | 2021-06-16T09:00 | 20210616
3995 | 2021-06-16T10:00 | 20210616
3996 | 2021-06-16T11:00 | 20210616
3997 | 2021-06-16T12:00 | 20210616
3998 | 2021-06-16T13:00 | 20210616
3999 | 2021-06-16T14:00 | 20210616
4000 | 2021-06-16T15:00 | 20210616
4001 | 2021-06-16T16:00 | 20210616
4002 | 2021-06-16T17:00 | 20210616
4003 | 2021-06-16T18:00 | 20210616
4004 | 2021-06-16T19:00 | 20210616
4005 | 2021-06-16T20:00 | 20210616
4006 | 2021-06-16T21:00 | 20210616
4007 | 2021-06-16T22:00 | 20210616
4008 | 2021-06-16T23:00 | 20210616
4009 | 2021-06-17T00:00 | 20210617
4010 | 2021-06-17T01:00 | 20210617
4011 | 2021-06-17T02:00 | 20210617
4012 | 2021-06-17T03:00 | 20210617
4013 | 2021-06-17T04:00 | 20210617
4014 | 2021-06-17T05:00 | 20210617
4015 | 2021-06-17T06:00 | 20210617
4016 | 2021-06-17T07:00 | 20210617
4017 | 2021-06-17T08:00 | 20210617
4018 | 2021-06-17T09:00 | 20210617
4019 | 2021-06-17T10:00 | 20210617
4020 | 2021-06-17T11:00 | 20210617
4021 | 2021-06-17T12:00 | 20210617
4022 | 2021-06-17T13:00 | 20210617
4023 | 2021-06-17T14:00 | 20210617
4024 | 2021-06-17T15:00 | 20210617
4025 | 2021-06-17T16:00 | 20210617
4026 | 2021-06-17T17:00 | 20210617
4027 | 2021-06-17T18:00 | 20210617
4028 | 2021-06-17T19:00 | 20210617
4029 | 2021-06-17T20:00 | 20210617
4030 | 2021-06-17T21:00 | 20210617
4031 | 2021-06-17T22:00 | 20210617
4032 | 2021-06-17T23:00 | 20210617
4033 | 2021-06-18T00:00 | 20210618
4034 | 2021-06-18T01:00 | 20210618
4035 | 2021-06-18T02:00 | 20210618
4036 | 2021-06-18T03:00 | 20210618
4037 | 2021-06-18T04:00 | 20210618
4038 | 2021-06-18T05:00 | 20210618
4039 | 2021-06-18T06:00 | 20210618
4040 | 2021-06-18T07:00 | 20210618
4041 | 2021-06-18T08:00 | 20210618
4042 | 2021-06-18T09:00 | 20210618
4043 | 2021-06-18T10:00 | 20210618
4044 | 2021-06-18T11:00 | 20210618
4045 | 2021-06-18T12:00 | 20210618
4046 | 2021-06-18T13:00 | 20210618
4047 | 2021-06-18T14:00 | 20210618
4048 | 2021-06-18T15:00 | 20210618
4049 | 2021-06-18T16:00 | 20210618
4050 | 2021-06-18T17:00 | 20210618
4051 | 2021-06-18T18:00 | 20210618
4052 | 2021-06-18T19:00 | 20210618
4053 | 2021-06-18T20:00 | 20210618
4054 | 2021-06-18T21:00 | 20210618
4055 | 2021-06-18T22:00 | 20210618
4056 | 2021-06-18T23:00 | 20210618
4057 | 2021-06-19T00:00 | 20210619
4058 | 2021-06-19T01:00 | 20210619
4059 | 2021-06-19T02:00 | 20210619
4060 | 2021-06-19T03:00 | 20210619
4061 | 2021-06-19T04:00 | 20210619
4062 | 2021-06-19T05:00 | 20210619
4063 | 2021-06-19T06:00 | 20210619
4064 | 2021-06-19T07:00 | 20210619
4065 | 2021-06-19T08:00 | 20210619
4066 | 2021-06-19T09:00 | 20210619
4067 | 2021-06-19T10:00 | 20210619
4068 | 2021-06-19T11:00 | 20210619
4069 | 2021-06-19T12:00 | 20210619
4070 | 2021-06-19T13:00 | 20210619
4071 | 2021-06-19T14:00 | 20210619
4072 | 2021-06-19T15:00 | 20210619
4073 | 2021-06-19T16:00 | 20210619
4074 | 2021-06-19T17:00 | 20210619
4075 | 2021-06-19T18:00 | 20210619
4076 | 2021-06-19T19:00 | 20210619
4077 | 2021-06-19T20:00 | 20210619
4078 | 2021-06-19T21:00 | 20210619
4079 | 2021-06-19T22:00 | 20210619
4080 | 2021-06-19T23:00 | 20210619
4081 | 2021-06-20T00:00 | 20210620
4082 | 2021-06-20T01:00 | 20210620
4083 | 2021-06-20T02:00 | 20210620
4084 | 2021-06-20T03:00 | 20210620
4085 | 2021-06-20T04:00 | 20210620
4086 | 2021-06-20T05:00 | 20210620
4087 | 2021-06-20T06:00 | 20210620
4088 | 2021-06-20T07:00 | 20210620
4089 | 2021-06-20T08:00 | 20210620
4090 | 2021-06-20T09:00 | 20210620
4091 | 2021-06-20T10:00 | 20210620
4092 | 2021-06-20T11:00 | 20210620
4093 | 2021-06-20T12:00 | 20210620
4094 | 2021-06-20T13:00 | 20210620
4095 | 2021-06-20T14:00 | 20210620
4096 | 2021-06-20T15:00 | 20210620
4097 | 2021-06-20T16:00 | 20210620
4098 | 2021-06-20T17:00 | 20210620
4099 | 2021-06-20T18:00 | 20210620
4100 | 2021-06-20T19:00 | 20210620
4101 | 2021-06-20T20:00 | 20210620
4102 | 2021-06-20T21:00 | 20210620
4103 | 2021-06-20T22:00 | 20210620
4104 | 2021-06-20T23:00 | 20210620
4105 | 2021-06-21T00:00 | 20210621
4106 | 2021-06-21T01:00 | 20210621
4107 | 2021-06-21T02:00 | 20210621
4108 | 2021-06-21T03:00 | 20210621
4109 | 2021-06-21T04:00 | 20210621
4110 | 2021-06-21T05:00 | 20210621
4111 | 2021-06-21T06:00 | 20210621
4112 | 2021-06-21T07:00 | 20210621
4113 | 2021-06-21T08:00 | 20210621
4114 | 2021-06-21T09:00 | 20210621
4115 | 2021-06-21T10:00 | 20210621
4116 | 2021-06-21T11:00 | 20210621
4117 | 2021-06-21T12:00 | 20210621
4118 | 2021-06-21T13:00 | 20210621
4119 | 2021-06-21T14:00 | 20210621
4120 | 2021-06-21T15:00 | 20210621
4121 | 2021-06-21T16:00 | 20210621
4122 | 2021-06-21T17:00 | 20210621
4123 | 2021-06-21T18:00 | 20210621
4124 | 2021-06-21T19:00 | 20210621
4125 | 2021-06-21T20:00 | 20210621
4126 | 2021-06-21T21:00 | 20210621
4127 | 2021-06-21T22:00 | 20210621
4128 | 2021-06-21T23:00 | 20210621
4129 | 2021-06-22T00:00 | 20210622
4130 | 2021-06-22T01:00 | 20210622
4131 | 2021-06-22T02:00 | 20210622
4132 | 2021-06-22T03:00 | 20210622
4133 | 2021-06-22T04:00 | 20210622
4134 | 2021-06-22T05:00 | 20210622
4135 | 2021-06-22T06:00 | 20210622
4136 | 2021-06-22T07:00 | 20210622
4137 | 2021-06-22T08:00 | 20210622
4138 | 2021-06-22T09:00 | 20210622
4139 | 2021-06-22T10:00 | 20210622
4140 | 2021-06-22T11:00 | 20210622
4141 | 2021-06-22T12:00 | 20210622
4142 | 2021-06-22T13:00 | 20210622
4143 | 2021-06-22T14:00 | 20210622
4144 | 2021-06-22T15:00 | 20210622
4145 | 2021-06-22T16:00 | 20210622
4146 | 2021-06-22T17:00 | 20210622
4147 | 2021-06-22T18:00 | 20210622
4148 | 2021-06-22T19:00 | 20210622
4149 | 2021-06-22T20:00 | 20210622
4150 | 2021-06-22T21:00 | 20210622
4151 | 2021-06-22T22:00 | 20210622
4152 | 2021-06-22T23:00 | 20210622
4153 | 2021-06-23T00:00 | 20210623
4154 | 2021-06-23T01:00 | 20210623
4155 | 2021-06-23T02:00 | 20210623
4156 | 2021-06-23T03:00 | 20210623
4157 | 2021-06-23T04:00 | 20210623
4158 | 2021-06-23T05:00 | 20210623
4159 | 2021-06-23T06:00 | 20210623
4160 | 2021-06-23T07:00 | 20210623
4161 | 2021-06-23T08:00 | 20210623
4162 | 2021-06-23T09:00 | 20210623
4163 | 2021-06-23T10:00 | 20210623
4164 | 2021-06-23T11:00 | 20210623
4165 | 2021-06-23T12:00 | 20210623
4166 | 2021-06-23T13:00 | 20210623
4167 | 2021-06-23T14:00 | 20210623
4168 | 2021-06-23T15:00 | 20210623
4169 | 2021-06-23T16:00 | 20210623
4170 | 2021-06-23T17:00 | 20210623
4171 | 2021-06-23T18:00 | 20210623
4172 | 2021-06-23T19:00 | 20210623
4173 | 2021-06-23T20:00 | 20210623
4174 | 2021-06-23T21:00 | 20210623
4175 | 2021-06-23T22:00 | 20210623
4176 | 2021-06-23T23:00 | 20210623
4177 | 2021-06-24T00:00 | 20210624
4178 | 2021-06-24T01:00 | 20210624
4179 | 2021-06-24T02:00 | 20210624
4180 | 2021-06-24T03:00 | 20210624
4181 | 2021-06-24T04:00 | 20210624
4182 | 2021-06-24T05:00 | 20210624
4183 | 2021-06-24T06:00 | 20210624
4184 | 2021-06-24T07:00 | 20210624
4185 | 2021-06-24T08:00 | 20210624
4186 | 2021-06-24T09:00 | 20210624
4187 | 2021-06-24T10:00 | 20210624
4188 | 2021-06-24T11:00 | 20210624
4189 | 2021-06-24T12:00 | 20210624
4190 | 2021-06-24T13:00 | 20210624
4191 | 2021-06-24T14:00 | 20210624
4192 | 2021-06-24T15:00 | 20210624
4193 | 2021-06-24T16:00 | 20210624
4194 | 2021-06-24T17:00 | 20210624
4195 | 2021-06-24T18:00 | 20210624
4196 | 2021-06-24T19:00 | 20210624
4197 | 2021-06-24T20:00 | 20210624
4198 | 2021-06-24T21:00 | 20210624
4199 | 2021-06-24T22:00 | 20210624
4200 | 2021-06-24T23:00 | 20210624
4201 | 2021-06-25T00:00 | 20210625
4202 | 2021-06-25T01:00 | 20210625
4203 | 2021-06-25T02:00 | 20210625
4204 | 2021-06-25T03:00 | 20210625
4205 | 2021-06-25T04:00 | 20210625
4206 | 2021-06-25T05:00 | 20210625
4207 | 2021-06-25T06:00 | 20210625
4208 | 2021-06-25T07:00 | 20210625
4209 | 2021-06-25T08:00 | 20210625
4210 | 2021-06-25T09:00 | 20210625
4211 | 2021-06-25T10:00 | 20210625
4212 | 2021-06-25T11:00 | 20210625
4213 | 2021-06-25T12:00 | 20210625
4214 | 2021-06-25T13:00 | 20210625
4215 | 2021-06-25T14:00 | 20210625
4216 | 2021-06-25T15:00 | 20210625
4217 | 2021-06-25T16:00 | 20210625
4218 | 2021-06-25T17:00 | 20210625
4219 | 2021-06-25T18:00 | 20210625
4220 | 2021-06-25T19:00 | 20210625
4221 | 2021-06-25T20:00 | 20210625
4222 | 2021-06-25T21:00 | 20210625
4223 | 2021-06-25T22:00 | 20210625
4224 | 2021-06-25T23:00 | 20210625
4225 | 2021-06-26T00:00 | 20210626
4226 | 2021-06-26T01:00 | 20210626
4227 | 2021-06-26T02:00 | 20210626
4228 | 2021-06-26T03:00 | 20210626
4229 | 2021-06-26T04:00 | 20210626
4230 | 2021-06-26T05:00 | 20210626
4231 | 2021-06-26T06:00 | 20210626
4232 | 2021-06-26T07:00 | 20210626
4233 | 2021-06-26T08:00 | 20210626
4234 | 2021-06-26T09:00 | 20210626
4235 | 2021-06-26T10:00 | 20210626
4236 | 2021-06-26T11:00 | 20210626
4237 | 2021-06-26T12:00 | 20210626
4238 | 2021-06-26T13:00 | 20210626
4239 | 2021-06-26T14:00 | 20210626
4240 | 2021-06-26T15:00 | 20210626
4241 | 2021-06-26T16:00 | 20210626
4242 | 2021-06-26T17:00 | 20210626
4243 | 2021-06-26T18:00 | 20210626
4244 | 2021-06-26T19:00 | 20210626
4245 | 2021-06-26T20:00 | 20210626
4246 | 2021-06-26T21:00 | 20210626
4247 | 2021-06-26T22:00 | 20210626
4248 | 2021-06-26T23:00 | 20210626
4249 | 2021-06-27T00:00 | 20210627
4250 | 2021-06-27T01:00 | 20210627
4251 | 2021-06-27T02:00 | 20210627
4252 | 2021-06-27T03:00 | 20210627
4253 | 2021-06-27T04:00 | 20210627
4254 | 2021-06-27T05:00 | 20210627
4255 | 2021-06-27T06:00 | 20210627
4256 | 2021-06-27T07:00 | 20210627
4257 | 2021-06-27T08:00 | 20210627
4258 | 2021-06-27T09:00 | 20210627
4259 | 2021-06-27T10:00 | 20210627
4260 | 2021-06-27T11:00 | 20210627
4261 | 2021-06-27T12:00 | 20210627
4262 | 2021-06-27T13:00 | 20210627
4263 | 2021-06-27T14:00 | 20210627
4264 | 2021-06-27T15:00 | 20210627
4265 | 2021-06-27T16:00 | 20210627
4266 | 2021-06-27T17:00 | 20210627
4267 | 2021-06-27T18:00 | 20210627
4268 | 2021-06-27T19:00 | 20210627
4269 | 2021-06-27T20:00 | 20210627
4270 | 2021-06-27T21:00 | 20210627
4271 | 2021-06-27T22:00 | 20210627
4272 | 2021-06-27T23:00 | 20210627
4273 | 2021-06-28T00:00 | 20210628
4274 | 2021-06-28T01:00 | 20210628
4275 | 2021-06-28T02:00 | 20210628
4276 | 2021-06-28T03:00 | 20210628
4277 | 2021-06-28T04:00 | 20210628
4278 | 2021-06-28T05:00 | 20210628
4279 | 2021-06-28T06:00 | 20210628
4280 | 2021-06-28T07:00 | 20210628
4281 | 2021-06-28T08:00 | 20210628
4282 | 2021-06-28T09:00 | 20210628
4283 | 2021-06-28T10:00 | 20210628
4284 | 2021-06-28T11:00 | 20210628
4285 | 2021-06-28T12:00 | 20210628
4286 | 2021-06-28T13:00 | 20210628
4287 | 2021-06-28T14:00 | 20210628
4288 | 2021-06-28T15:00 | 20210628
4289 | 2021-06-28T16:00 | 20210628
4290 | 2021-06-28T17:00 | 20210628
4291 | 2021-06-28T18:00 | 20210628
4292 | 2021-06-28T19:00 | 20210628
4293 | 2021-06-28T20:00 | 20210628
4294 | 2021-06-28T21:00 | 20210628
4295 | 2021-06-28T22:00 | 20210628
4296 | 2021-06-28T23:00 | 20210628
4297 | 2021-06-29T00:00 | 20210629
4298 | 2021-06-29T01:00 | 20210629
4299 | 2021-06-29T02:00 | 20210629
4300 | 2021-06-29T03:00 | 20210629
4301 | 2021-06-29T04:00 | 20210629
4302 | 2021-06-29T05:00 | 20210629
4303 | 2021-06-29T06:00 | 20210629
4304 | 2021-06-29T07:00 | 20210629
4305 | 2021-06-29T08:00 | 20210629
4306 | 2021-06-29T09:00 | 20210629
4307 | 2021-06-29T10:00 | 20210629
4308 | 2021-06-29T11:00 | 20210629
4309 | 2021-06-29T12:00 | 20210629
4310 | 2021-06-29T13:00 | 20210629
4311 | 2021-06-29T14:00 | 20210629
4312 | 2021-06-29T15:00 | 20210629
4313 | 2021-06-29T16:00 | 20210629
4314 | 2021-06-29T17:00 | 20210629
4315 | 2021-06-29T18:00 | 20210629
4316 | 2021-06-29T19:00 | 20210629
4317 | 2021-06-29T20:00 | 20210629
4318 | 2021-06-29T21:00 | 20210629
4319 | 2021-06-29T22:00 | 20210629
4320 | 2021-06-29T23:00 | 20210629
4321 | 2021-06-30T00:00 | 20210630
4322 | 2021-06-30T01:00 | 20210630
4323 | 2021-06-30T02:00 | 20210630
4324 | 2021-06-30T03:00 | 20210630
4325 | 2021-06-30T04:00 | 20210630
4326 | 2021-06-30T05:00 | 20210630
4327 | 2021-06-30T06:00 | 20210630
4328 | 2021-06-30T07:00 | 20210630
4329 | 2021-06-30T08:00 | 20210630
4330 | 2021-06-30T09:00 | 20210630
4331 | 2021-06-30T10:00 | 20210630
4332 | 2021-06-30T11:00 | 20210630
4333 | 2021-06-30T12:00 | 20210630
4334 | 2021-06-30T13:00 | 20210630
4335 | 2021-06-30T14:00 | 20210630
4336 | 2021-06-30T15:00 | 20210630
4337 | 2021-06-30T16:00 | 20210630
4338 | 2021-06-30T17:00 | 20210630
4339 | 2021-06-30T18:00 | 20210630
4340 | 2021-06-30T19:00 | 20210630
4341 | 2021-06-30T20:00 | 20210630
4342 | 2021-06-30T21:00 | 20210630
4343 | 2021-06-30T22:00 | 20210630
4344 | 2021-06-30T23:00 | 20210630
4345 | 2021-07-01T00:00 | 20210701
4346 | 2021-07-01T01:00 | 20210701
4347 | 2021-07-01T02:00 | 20210701
4348 | 2021-07-01T03:00 | 20210701
4349 | 2021-07-01T04:00 | 20210701
4350 | 2021-07-01T05:00 | 20210701
4351 | 2021-07-01T06:00 | 20210701
4352 | 2021-07-01T07:00 | 20210701
4353 | 2021-07-01T08:00 | 20210701
4354 | 2021-07-01T09:00 | 20210701
4355 | 2021-07-01T10:00 | 20210701
4356 | 2021-07-01T11:00 | 20210701
4357 | 2021-07-01T12:00 | 20210701
4358 | 2021-07-01T13:00 | 20210701
4359 | 2021-07-01T14:00 | 20210701
4360 | 2021-07-01T15:00 | 20210701
4361 | 2021-07-01T16:00 | 20210701
4362 | 2021-07-01T17:00 | 20210701
4363 | 2021-07-01T18:00 | 20210701
4364 | 2021-07-01T19:00 | 20210701
4365 | 2021-07-01T20:00 | 20210701
4366 | 2021-07-01T21:00 | 20210701
4367 | 2021-07-01T22:00 | 20210701
4368 | 2021-07-01T23:00 | 20210701
4369 | 2021-07-02T00:00 | 20210702
4370 | 2021-07-02T01:00 | 20210702
4371 | 2021-07-02T02:00 | 20210702
4372 | 2021-07-02T03:00 | 20210702
4373 | 2021-07-02T04:00 | 20210702
4374 | 2021-07-02T05:00 | 20210702
4375 | 2021-07-02T06:00 | 20210702
4376 | 2021-07-02T07:00 | 20210702
4377 | 2021-07-02T08:00 | 20210702
4378 | 2021-07-02T09:00 | 20210702
4379 | 2021-07-02T10:00 | 20210702
4380 | 2021-07-02T11:00 | 20210702
4381 | 2021-07-02T12:00 | 20210702
4382 | 2021-07-02T13:00 | 20210702
4383 | 2021-07-02T14:00 | 20210702
4384 | 2021-07-02T15:00 | 20210702
4385 | 2021-07-02T16:00 | 20210702
4386 | 2021-07-02T17:00 | 20210702
4387 | 2021-07-02T18:00 | 20210702
4388 | 2021-07-02T19:00 | 20210702
4389 | 2021-07-02T20:00 | 20210702
4390 | 2021-07-02T21:00 | 20210702
4391 | 2021-07-02T22:00 | 20210702
4392 | 2021-07-02T23:00 | 20210702
4393 | 2021-07-03T00:00 | 20210703
4394 | 2021-07-03T01:00 | 20210703
4395 | 2021-07-03T02:00 | 20210703
4396 | 2021-07-03T03:00 | 20210703
4397 | 2021-07-03T04:00 | 20210703
4398 | 2021-07-03T05:00 | 20210703
4399 | 2021-07-03T06:00 | 20210703
4400 | 2021-07-03T07:00 | 20210703
4401 | 2021-07-03T08:00 | 20210703
4402 | 2021-07-03T09:00 | 20210703
4403 | 2021-07-03T10:00 | 20210703
4404 | 2021-07-03T11:00 | 20210703
4405 | 2021-07-03T12:00 | 20210703
4406 | 2021-07-03T13:00 | 20210703
4407 | 2021-07-03T14:00 | 20210703
4408 | 2021-07-03T15:00 | 20210703
4409 | 2021-07-03T16:00 | 20210703
4410 | 2021-07-03T17:00 | 20210703
4411 | 2021-07-03T18:00 | 20210703
4412 | 2021-07-03T19:00 | 20210703
4413 | 2021-07-03T20:00 | 20210703
4414 | 2021-07-03T21:00 | 20210703
4415 | 2021-07-03T22:00 | 20210703
4416 | 2021-07-03T23:00 | 20210703
4417 | 2021-07-04T00:00 | 20210704
4418 | 2021-07-04T01:00 | 20210704
4419 | 2021-07-04T02:00 | 20210704
4420 | 2021-07-04T03:00 | 20210704
4421 | 2021-07-04T04:00 | 20210704
4422 | 2021-07-04T05:00 | 20210704
4423 | 2021-07-04T06:00 | 20210704
4424 | 2021-07-04T07:00 | 20210704
4425 | 2021-07-04T08:00 | 20210704
4426 | 2021-07-04T09:00 | 20210704
4427 | 2021-07-04T10:00 | 20210704
4428 | 2021-07-04T11:00 | 20210704
4429 | 2021-07-04T12:00 | 20210704
4430 | 2021-07-04T13:00 | 20210704
4431 | 2021-07-04T14:00 | 20210704
4432 | 2021-07-04T15:00 | 20210704
4433 | 2021-07-04T16:00 | 20210704
4434 | 2021-07-04T17:00 | 20210704
4435 | 2021-07-04T18:00 | 20210704
4436 | 2021-07-04T19:00 | 20210704
4437 | 2021-07-04T20:00 | 20210704
4438 | 2021-07-04T21:00 | 20210704
4439 | 2021-07-04T22:00 | 20210704
4440 | 2021-07-04T23:00 | 20210704
4441 | 2021-07-05T00:00 | 20210705
4442 | 2021-07-05T01:00 | 20210705
4443 | 2021-07-05T02:00 | 20210705
4444 | 2021-07-05T03:00 | 20210705
4445 | 2021-07-05T04:00 | 20210705
4446 | 2021-07-05T05:00 | 20210705
4447 | 2021-07-05T06:00 | 20210705
4448 | 2021-07-05T07:00 | 20210705
4449 | 2021-07-05T08:00 | 20210705
4450 | 2021-07-05T09:00 | 20210705
4451 | 2021-07-05T10:00 | 20210705
4452 | 2021-07-05T11:00 | 20210705
4453 | 2021-07-05T12:00 | 20210705
4454 | 2021-07-05T13:00 | 20210705
4455 | 2021-07-05T14:00 | 20210705
4456 | 2021-07-05T15:00 | 20210705
4457 | 2021-07-05T16:00 | 20210705
4458 | 2021-07-05T17:00 | 20210705
4459 | 2021-07-05T18:00 | 20210705
4460 | 2021-07-05T19:00 | 20210705
4461 | 2021-07-05T20:00 | 20210705
4462 | 2021-07-05T21:00 | 20210705
4463 | 2021-07-05T22:00 | 20210705
4464 | 2021-07-05T23:00 | 20210705
4465 | 2021-07-06T00:00 | 20210706
4466 | 2021-07-06T01:00 | 20210706
4467 | 2021-07-06T02:00 | 20210706
4468 | 2021-07-06T03:00 | 20210706
4469 | 2021-07-06T04:00 | 20210706
4470 | 2021-07-06T05:00 | 20210706
4471 | 2021-07-06T06:00 | 20210706
4472 | 2021-07-06T07:00 | 20210706
4473 | 2021-07-06T08:00 | 20210706
4474 | 2021-07-06T09:00 | 20210706
4475 | 2021-07-06T10:00 | 20210706
4476 | 2021-07-06T11:00 | 20210706
4477 | 2021-07-06T12:00 | 20210706
4478 | 2021-07-06T13:00 | 20210706
4479 | 2021-07-06T14:00 | 20210706
4480 | 2021-07-06T15:00 | 20210706
4481 | 2021-07-06T16:00 | 20210706
4482 | 2021-07-06T17:00 | 20210706
4483 | 2021-07-06T18:00 | 20210706
4484 | 2021-07-06T19:00 | 20210706
4485 | 2021-07-06T20:00 | 20210706
4486 | 2021-07-06T21:00 | 20210706
4487 | 2021-07-06T22:00 | 20210706
4488 | 2021-07-06T23:00 | 20210706
4489 | 2021-07-07T00:00 | 20210707
4490 | 2021-07-07T01:00 | 20210707
4491 | 2021-07-07T02:00 | 20210707
4492 | 2021-07-07T03:00 | 20210707
4493 | 2021-07-07T04:00 | 20210707
4494 | 2021-07-07T05:00 | 20210707
4495 | 2021-07-07T06:00 | 20210707
4496 | 2021-07-07T07:00 | 20210707
4497 | 2021-07-07T08:00 | 20210707
4498 | 2021-07-07T09:00 | 20210707
4499 | 2021-07-07T10:00 | 20210707
4500 | 2021-07-07T11:00 | 20210707
4501 | 2021-07-07T12:00 | 20210707
4502 | 2021-07-07T13:00 | 20210707
4503 | 2021-07-07T14:00 | 20210707
4504 | 2021-07-07T15:00 | 20210707
4505 | 2021-07-07T16:00 | 20210707
4506 | 2021-07-07T17:00 | 20210707
4507 | 2021-07-07T18:00 | 20210707
4508 | 2021-07-07T19:00 | 20210707
4509 | 2021-07-07T20:00 | 20210707
4510 | 2021-07-07T21:00 | 20210707
4511 | 2021-07-07T22:00 | 20210707
4512 | 2021-07-07T23:00 | 20210707
4513 | 2021-07-08T00:00 | 20210708
4514 | 2021-07-08T01:00 | 20210708
4515 | 2021-07-08T02:00 | 20210708
4516 | 2021-07-08T03:00 | 20210708
4517 | 2021-07-08T04:00 | 20210708
4518 | 2021-07-08T05:00 | 20210708
4519 | 2021-07-08T06:00 | 20210708
4520 | 2021-07-08T07:00 | 20210708
4521 | 2021-07-08T08:00 | 20210708
4522 | 2021-07-08T09:00 | 20210708
4523 | 2021-07-08T10:00 | 20210708
4524 | 2021-07-08T11:00 | 20210708
4525 | 2021-07-08T12:00 | 20210708
4526 | 2021-07-08T13:00 | 20210708
4527 | 2021-07-08T14:00 | 20210708
4528 | 2021-07-08T15:00 | 20210708
4529 | 2021-07-08T16:00 | 20210708
4530 | 2021-07-08T17:00 | 20210708
4531 | 2021-07-08T18:00 | 20210708
4532 | 2021-07-08T19:00 | 20210708
4533 | 2021-07-08T20:00 | 20210708
4534 | 2021-07-08T21:00 | 20210708
4535 | 2021-07-08T22:00 | 20210708
4536 | 2021-07-08T23:00 | 20210708
4537 | 2021-07-09T00:00 | 20210709
4538 | 2021-07-09T01:00 | 20210709
4539 | 2021-07-09T02:00 | 20210709
4540 | 2021-07-09T03:00 | 20210709
4541 | 2021-07-09T04:00 | 20210709
4542 | 2021-07-09T05:00 | 20210709
4543 | 2021-07-09T06:00 | 20210709
4544 | 2021-07-09T07:00 | 20210709
4545 | 2021-07-09T08:00 | 20210709
4546 | 2021-07-09T09:00 | 20210709
4547 | 2021-07-09T10:00 | 20210709
4548 | 2021-07-09T11:00 | 20210709
4549 | 2021-07-09T12:00 | 20210709
4550 | 2021-07-09T13:00 | 20210709
4551 | 2021-07-09T14:00 | 20210709
4552 | 2021-07-09T15:00 | 20210709
4553 | 2021-07-09T16:00 | 20210709
4554 | 2021-07-09T17:00 | 20210709
4555 | 2021-07-09T18:00 | 20210709
4556 | 2021-07-09T19:00 | 20210709
4557 | 2021-07-09T20:00 | 20210709
4558 | 2021-07-09T21:00 | 20210709
4559 | 2021-07-09T22:00 | 20210709
4560 | 2021-07-09T23:00 | 20210709
4561 | 2021-07-10T00:00 | 20210710
4562 | 2021-07-10T01:00 | 20210710
4563 | 2021-07-10T02:00 | 20210710
4564 | 2021-07-10T03:00 | 20210710
4565 | 2021-07-10T04:00 | 20210710
4566 | 2021-07-10T05:00 | 20210710
4567 | 2021-07-10T06:00 | 20210710
4568 | 2021-07-10T07:00 | 20210710
4569 | 2021-07-10T08:00 | 20210710
4570 | 2021-07-10T09:00 | 20210710
4571 | 2021-07-10T10:00 | 20210710
4572 | 2021-07-10T11:00 | 20210710
4573 | 2021-07-10T12:00 | 20210710
4574 | 2021-07-10T13:00 | 20210710
4575 | 2021-07-10T14:00 | 20210710
4576 | 2021-07-10T15:00 | 20210710
4577 | 2021-07-10T16:00 | 20210710
4578 | 2021-07-10T17:00 | 20210710
4579 | 2021-07-10T18:00 | 20210710
4580 | 2021-07-10T19:00 | 20210710
4581 | 2021-07-10T20:00 | 20210710
4582 | 2021-07-10T21:00 | 20210710
4583 | 2021-07-10T22:00 | 20210710
4584 | 2021-07-10T23:00 | 20210710
4585 | 2021-07-11T00:00 | 20210711
4586 | 2021-07-11T01:00 | 20210711
4587 | 2021-07-11T02:00 | 20210711
4588 | 2021-07-11T03:00 | 20210711
4589 | 2021-07-11T04:00 | 20210711
4590 | 2021-07-11T05:00 | 20210711
4591 | 2021-07-11T06:00 | 20210711
4592 | 2021-07-11T07:00 | 20210711
4593 | 2021-07-11T08:00 | 20210711
4594 | 2021-07-11T09:00 | 20210711
4595 | 2021-07-11T10:00 | 20210711
4596 | 2021-07-11T11:00 | 20210711
4597 | 2021-07-11T12:00 | 20210711
4598 | 2021-07-11T13:00 | 20210711
4599 | 2021-07-11T14:00 | 20210711
4600 | 2021-07-11T15:00 | 20210711
4601 | 2021-07-11T16:00 | 20210711
4602 | 2021-07-11T17:00 | 20210711
4603 | 2021-07-11T18:00 | 20210711
4604 | 2021-07-11T19:00 | 20210711
4605 | 2021-07-11T20:00 | 20210711
4606 | 2021-07-11T21:00 | 20210711
4607 | 2021-07-11T22:00 | 20210711
4608 | 2021-07-11T23:00 | 20210711
4609 | 2021-07-12T00:00 | 20210712
4610 | 2021-07-12T01:00 | 20210712
4611 | 2021-07-12T02:00 | 20210712
4612 | 2021-07-12T03:00 | 20210712
4613 | 2021-07-12T04:00 | 20210712
4614 | 2021-07-12T05:00 | 20210712
4615 | 2021-07-12T06:00 | 20210712
4616 | 2021-07-12T07:00 | 20210712
4617 | 2021-07-12T08:00 | 20210712
4618 | 2021-07-12T09:00 | 20210712
4619 | 2021-07-12T10:00 | 20210712
4620 | 2021-07-12T11:00 | 20210712
4621 | 2021-07-12T12:00 | 20210712
4622 | 2021-07-12T13:00 | 20210712
4623 | 2021-07-12T14:00 | 20210712
4624 | 2021-07-12T15:00 | 20210712
4625 | 2021-07-12T16:00 | 20210712
4626 | 2021-07-12T17:00 | 20210712
4627 | 2021-07-12T18:00 | 20210712
4628 | 2021-07-12T19:00 | 20210712
4629 | 2021-07-12T20:00 | 20210712
4630 | 2021-07-12T21:00 | 20210712
4631 | 2021-07-12T22:00 | 20210712
4632 | 2021-07-12T23:00 | 20210712
4633 | 2021-07-13T00:00 | 20210713
4634 | 2021-07-13T01:00 | 20210713
4635 | 2021-07-13T02:00 | 20210713
4636 | 2021-07-13T03:00 | 20210713
4637 | 2021-07-13T04:00 | 20210713
4638 | 2021-07-13T05:00 | 20210713
4639 | 2021-07-13T06:00 | 20210713
4640 | 2021-07-13T07:00 | 20210713
4641 | 2021-07-13T08:00 | 20210713
4642 | 2021-07-13T09:00 | 20210713
4643 | 2021-07-13T10:00 | 20210713
4644 | 2021-07-13T11:00 | 20210713
4645 | 2021-07-13T12:00 | 20210713
4646 | 2021-07-13T13:00 | 20210713
4647 | 2021-07-13T14:00 | 20210713
4648 | 2021-07-13T15:00 | 20210713
4649 | 2021-07-13T16:00 | 20210713
4650 | 2021-07-13T17:00 | 20210713
4651 | 2021-07-13T18:00 | 20210713
4652 | 2021-07-13T19:00 | 20210713
4653 | 2021-07-13T20:00 | 20210713
4654 | 2021-07-13T21:00 | 20210713
4655 | 2021-07-13T22:00 | 20210713
4656 | 2021-07-13T23:00 | 20210713
4657 | 2021-07-14T00:00 | 20210714
4658 | 2021-07-14T01:00 | 20210714
4659 | 2021-07-14T02:00 | 20210714
4660 | 2021-07-14T03:00 | 20210714
4661 | 2021-07-14T04:00 | 20210714
4662 | 2021-07-14T05:00 | 20210714
4663 | 2021-07-14T06:00 | 20210714
4664 | 2021-07-14T07:00 | 20210714
4665 | 2021-07-14T08:00 | 20210714
4666 | 2021-07-14T09:00 | 20210714
4667 | 2021-07-14T10:00 | 20210714
4668 | 2021-07-14T11:00 | 20210714
4669 | 2021-07-14T12:00 | 20210714
4670 | 2021-07-14T13:00 | 20210714
4671 | 2021-07-14T14:00 | 20210714
4672 | 2021-07-14T15:00 | 20210714
4673 | 2021-07-14T16:00 | 20210714
4674 | 2021-07-14T17:00 | 20210714
4675 | 2021-07-14T18:00 | 20210714
4676 | 2021-07-14T19:00 | 20210714
4677 | 2021-07-14T20:00 | 20210714
4678 | 2021-07-14T21:00 | 20210714
4679 | 2021-07-14T22:00 | 20210714
4680 | 2021-07-14T23:00 | 20210714
4681 | 2021-07-15T00:00 | 20210715
4682 | 2021-07-15T01:00 | 20210715
4683 | 2021-07-15T02:00 | 20210715
4684 | 2021-07-15T03:00 | 20210715
4685 | 2021-07-15T04:00 | 20210715
4686 | 2021-07-15T05:00 | 20210715
4687 | 2021-07-15T06:00 | 20210715
4688 | 2021-07-15T07:00 | 20210715
4689 | 2021-07-15T08:00 | 20210715
4690 | 2021-07-15T09:00 | 20210715
4691 | 2021-07-15T10:00 | 20210715
4692 | 2021-07-15T11:00 | 20210715
4693 | 2021-07-15T12:00 | 20210715
4694 | 2021-07-15T13:00 | 20210715
4695 | 2021-07-15T14:00 | 20210715
4696 | 2021-07-15T15:00 | 20210715
4697 | 2021-07-15T16:00 | 20210715
4698 | 2021-07-15T17:00 | 20210715
4699 | 2021-07-15T18:00 | 20210715
4700 | 2021-07-15T19:00 | 20210715
4701 | 2021-07-15T20:00 | 20210715
4702 | 2021-07-15T21:00 | 20210715
4703 | 2021-07-15T22:00 | 20210715
4704 | 2021-07-15T23:00 | 20210715
4705 | 2021-07-16T00:00 | 20210716
4706 | 2021-07-16T01:00 | 20210716
4707 | 2021-07-16T02:00 | 20210716
4708 | 2021-07-16T03:00 | 20210716
4709 | 2021-07-16T04:00 | 20210716
4710 | 2021-07-16T05:00 | 20210716
4711 | 2021-07-16T06:00 | 20210716
4712 | 2021-07-16T07:00 | 20210716
4713 | 2021-07-16T08:00 | 20210716
4714 | 2021-07-16T09:00 | 20210716
4715 | 2021-07-16T10:00 | 20210716
4716 | 2021-07-16T11:00 | 20210716
4717 | 2021-07-16T12:00 | 20210716
4718 | 2021-07-16T13:00 | 20210716
4719 | 2021-07-16T14:00 | 20210716
4720 | 2021-07-16T15:00 | 20210716
4721 | 2021-07-16T16:00 | 20210716
4722 | 2021-07-16T17:00 | 20210716
4723 | 2021-07-16T18:00 | 20210716
4724 | 2021-07-16T19:00 | 20210716
4725 | 2021-07-16T20:00 | 20210716
4726 | 2021-07-16T21:00 | 20210716
4727 | 2021-07-16T22:00 | 20210716
4728 | 2021-07-16T23:00 | 20210716
4729 | 2021-07-17T00:00 | 20210717
4730 | 2021-07-17T01:00 | 20210717
4731 | 2021-07-17T02:00 | 20210717
4732 | 2021-07-17T03:00 | 20210717
4733 | 2021-07-17T04:00 | 20210717
4734 | 2021-07-17T05:00 | 20210717
4735 | 2021-07-17T06:00 | 20210717
4736 | 2021-07-17T07:00 | 20210717
4737 | 2021-07-17T08:00 | 20210717
4738 | 2021-07-17T09:00 | 20210717
4739 | 2021-07-17T10:00 | 20210717
4740 | 2021-07-17T11:00 | 20210717
4741 | 2021-07-17T12:00 | 20210717
4742 | 2021-07-17T13:00 | 20210717
4743 | 2021-07-17T14:00 | 20210717
4744 | 2021-07-17T15:00 | 20210717
4745 | 2021-07-17T16:00 | 20210717
4746 | 2021-07-17T17:00 | 20210717
4747 | 2021-07-17T18:00 | 20210717
4748 | 2021-07-17T19:00 | 20210717
4749 | 2021-07-17T20:00 | 20210717
4750 | 2021-07-17T21:00 | 20210717
4751 | 2021-07-17T22:00 | 20210717
4752 | 2021-07-17T23:00 | 20210717
4753 | 2021-07-18T00:00 | 20210718
4754 | 2021-07-18T01:00 | 20210718
4755 | 2021-07-18T02:00 | 20210718
4756 | 2021-07-18T03:00 | 20210718
4757 | 2021-07-18T04:00 | 20210718
4758 | 2021-07-18T05:00 | 20210718
4759 | 2021-07-18T06:00 | 20210718
4760 | 2021-07-18T07:00 | 20210718
4761 | 2021-07-18T08:00 | 20210718
4762 | 2021-07-18T09:00 | 20210718
4763 | 2021-07-18T10:00 | 20210718
4764 | 2021-07-18T11:00 | 20210718
4765 | 2021-07-18T12:00 | 20210718
4766 | 2021-07-18T13:00 | 20210718
4767 | 2021-07-18T14:00 | 20210718
4768 | 2021-07-18T15:00 | 20210718
4769 | 2021-07-18T16:00 | 20210718
4770 | 2021-07-18T17:00 | 20210718
4771 | 2021-07-18T18:00 | 20210718
4772 | 2021-07-18T19:00 | 20210718
4773 | 2021-07-18T20:00 | 20210718
4774 | 2021-07-18T21:00 | 20210718
4775 | 2021-07-18T22:00 | 20210718
4776 | 2021-07-18T23:00 | 20210718
4777 | 2021-07-19T00:00 | 20210719
4778 | 2021-07-19T01:00 | 20210719
4779 | 2021-07-19T02:00 | 20210719
4780 | 2021-07-19T03:00 | 20210719
4781 | 2021-07-19T04:00 | 20210719
4782 | 2021-07-19T05:00 | 20210719
4783 | 2021-07-19T06:00 | 20210719
4784 | 2021-07-19T07:00 | 20210719
4785 | 2021-07-19T08:00 | 20210719
4786 | 2021-07-19T09:00 | 20210719
4787 | 2021-07-19T10:00 | 20210719
4788 | 2021-07-19T11:00 | 20210719
4789 | 2021-07-19T12:00 | 20210719
4790 | 2021-07-19T13:00 | 20210719
4791 | 2021-07-19T14:00 | 20210719
4792 | 2021-07-19T15:00 | 20210719
4793 | 2021-07-19T16:00 | 20210719
4794 | 2021-07-19T17:00 | 20210719
4795 | 2021-07-19T18:00 | 20210719
4796 | 2021-07-19T19:00 | 20210719
4797 | 2021-07-19T20:00 | 20210719
4798 | 2021-07-19T21:00 | 20210719
4799 | 2021-07-19T22:00 | 20210719
4800 | 2021-07-19T23:00 | 20210719
4801 | 2021-07-20T00:00 | 20210720
4802 | 2021-07-20T01:00 | 20210720
4803 | 2021-07-20T02:00 | 20210720
4804 | 2021-07-20T03:00 | 20210720
4805 | 2021-07-20T04:00 | 20210720
4806 | 2021-07-20T05:00 | 20210720
4807 | 2021-07-20T06:00 | 20210720
4808 | 2021-07-20T07:00 | 20210720
4809 | 2021-07-20T08:00 | 20210720
4810 | 2021-07-20T09:00 | 20210720
4811 | 2021-07-20T10:00 | 20210720
4812 | 2021-07-20T11:00 | 20210720
4813 | 2021-07-20T12:00 | 20210720
4814 | 2021-07-20T13:00 | 20210720
4815 | 2021-07-20T14:00 | 20210720
4816 | 2021-07-20T15:00 | 20210720
4817 | 2021-07-20T16:00 | 20210720
4818 | 2021-07-20T17:00 | 20210720
4819 | 2021-07-20T18:00 | 20210720
4820 | 2021-07-20T19:00 | 20210720
4821 | 2021-07-20T20:00 | 20210720
4822 | 2021-07-20T21:00 | 20210720
4823 | 2021-07-20T22:00 | 20210720
4824 | 2021-07-20T23:00 | 20210720
4825 | 2021-07-21T00:00 | 20210721
4826 | 2021-07-21T01:00 | 20210721
4827 | 2021-07-21T02:00 | 20210721
4828 | 2021-07-21T03:00 | 20210721
4829 | 2021-07-21T04:00 | 20210721
4830 | 2021-07-21T05:00 | 20210721
4831 | 2021-07-21T06:00 | 20210721
4832 | 2021-07-21T07:00 | 20210721
4833 | 2021-07-21T08:00 | 20210721
4834 | 2021-07-21T09:00 | 20210721
4835 | 2021-07-21T10:00 | 20210721
4836 | 2021-07-21T11:00 | 20210721
4837 | 2021-07-21T12:00 | 20210721
4838 | 2021-07-21T13:00 | 20210721
4839 | 2021-07-21T14:00 | 20210721
4840 | 2021-07-21T15:00 | 20210721
4841 | 2021-07-21T16:00 | 20210721
4842 | 2021-07-21T17:00 | 20210721
4843 | 2021-07-21T18:00 | 20210721
4844 | 2021-07-21T19:00 | 20210721
4845 | 2021-07-21T20:00 | 20210721
4846 | 2021-07-21T21:00 | 20210721
4847 | 2021-07-21T22:00 | 20210721
4848 | 2021-07-21T23:00 | 20210721
4849 | 2021-07-22T00:00 | 20210722
4850 | 2021-07-22T01:00 | 20210722
4851 | 2021-07-22T02:00 | 20210722
4852 | 2021-07-22T03:00 | 20210722
4853 | 2021-07-22T04:00 | 20210722
4854 | 2021-07-22T05:00 | 20210722
4855 | 2021-07-22T06:00 | 20210722
4856 | 2021-07-22T07:00 | 20210722
4857 | 2021-07-22T08:00 | 20210722
4858 | 2021-07-22T09:00 | 20210722
4859 | 2021-07-22T10:00 | 20210722
4860 | 2021-07-22T11:00 | 20210722
4861 | 2021-07-22T12:00 | 20210722
4862 | 2021-07-22T13:00 | 20210722
4863 | 2021-07-22T14:00 | 20210722
4864 | 2021-07-22T15:00 | 20210722
4865 | 2021-07-22T16:00 | 20210722
4866 | 2021-07-22T17:00 | 20210722
4867 | 2021-07-22T18:00 | 20210722
4868 | 2021-07-22T19:00 | 20210722
4869 | 2021-07-22T20:00 | 20210722
4870 | 2021-07-22T21:00 | 20210722
4871 | 2021-07-22T22:00 | 20210722
4872 | 2021-07-22T23:00 | 20210722
4873 | 2021-07-23T00:00 | 20210723
4874 | 2021-07-23T01:00 | 20210723
4875 | 2021-07-23T02:00 | 20210723
4876 | 2021-07-23T03:00 | 20210723
4877 | 2021-07-23T04:00 | 20210723
4878 | 2021-07-23T05:00 | 20210723
4879 | 2021-07-23T06:00 | 20210723
4880 | 2021-07-23T07:00 | 20210723
4881 | 2021-07-23T08:00 | 20210723
4882 | 2021-07-23T09:00 | 20210723
4883 | 2021-07-23T10:00 | 20210723
4884 | 2021-07-23T11:00 | 20210723
4885 | 2021-07-23T12:00 | 20210723
4886 | 2021-07-23T13:00 | 20210723
4887 | 2021-07-23T14:00 | 20210723
4888 | 2021-07-23T15:00 | 20210723
4889 | 2021-07-23T16:00 | 20210723
4890 | 2021-07-23T17:00 | 20210723
4891 | 2021-07-23T18:00 | 20210723
4892 | 2021-07-23T19:00 | 20210723
4893 | 2021-07-23T20:00 | 20210723
4894 | 2021-07-23T21:00 | 20210723
4895 | 2021-07-23T22:00 | 20210723
4896 | 2021-07-23T23:00 | 20210723
4897 | 2021-07-24T00:00 | 20210724
4898 | 2021-07-24T01:00 | 20210724
4899 | 2021-07-24T02:00 | 20210724
4900 | 2021-07-24T03:00 | 20210724
4901 | 2021-07-24T04:00 | 20210724
4902 | 2021-07-24T05:00 | 20210724
4903 | 2021-07-24T06:00 | 20210724
4904 | 2021-07-24T07:00 | 20210724
4905 | 2021-07-24T08:00 | 20210724
4906 | 2021-07-24T09:00 | 20210724
4907 | 2021-07-24T10:00 | 20210724
4908 | 2021-07-24T11:00 | 20210724
4909 | 2021-07-24T12:00 | 20210724
4910 | 2021-07-24T13:00 | 20210724
4911 | 2021-07-24T14:00 | 20210724
4912 | 2021-07-24T15:00 | 20210724
4913 | 2021-07-24T16:00 | 20210724
4914 | 2021-07-24T17:00 | 20210724
4915 | 2021-07-24T18:00 | 20210724
4916 | 2021-07-24T19:00 | 20210724
4917 | 2021-07-24T20:00 | 20210724
4918 | 2021-07-24T21:00 | 20210724
4919 | 2021-07-24T22:00 | 20210724
4920 | 2021-07-24T23:00 | 20210724
4921 | 2021-07-25T00:00 | 20210725
4922 | 2021-07-25T01:00 | 20210725
4923 | 2021-07-25T02:00 | 20210725
4924 | 2021-07-25T03:00 | 20210725
4925 | 2021-07-25T04:00 | 20210725
4926 | 2021-07-25T05:00 | 20210725
4927 | 2021-07-25T06:00 | 20210725
4928 | 2021-07-25T07:00 | 20210725
4929 | 2021-07-25T08:00 | 20210725
4930 | 2021-07-25T09:00 | 20210725
4931 | 2021-07-25T10:00 | 20210725
4932 | 2021-07-25T11:00 | 20210725
4933 | 2021-07-25T12:00 | 20210725
4934 | 2021-07-25T13:00 | 20210725
4935 | 2021-07-25T14:00 | 20210725
4936 | 2021-07-25T15:00 | 20210725
4937 | 2021-07-25T16:00 | 20210725
4938 | 2021-07-25T17:00 | 20210725
4939 | 2021-07-25T18:00 | 20210725
4940 | 2021-07-25T19:00 | 20210725
4941 | 2021-07-25T20:00 | 20210725
4942 | 2021-07-25T21:00 | 20210725
4943 | 2021-07-25T22:00 | 20210725
4944 | 2021-07-25T23:00 | 20210725
4945 | 2021-07-26T00:00 | 20210726
4946 | 2021-07-26T01:00 | 20210726
4947 | 2021-07-26T02:00 | 20210726
4948 | 2021-07-26T03:00 | 20210726
4949 | 2021-07-26T04:00 | 20210726
4950 | 2021-07-26T05:00 | 20210726
4951 | 2021-07-26T06:00 | 20210726
4952 | 2021-07-26T07:00 | 20210726
4953 | 2021-07-26T08:00 | 20210726
4954 | 2021-07-26T09:00 | 20210726
4955 | 2021-07-26T10:00 | 20210726
4956 | 2021-07-26T11:00 | 20210726
4957 | 2021-07-26T12:00 | 20210726
4958 | 2021-07-26T13:00 | 20210726
4959 | 2021-07-26T14:00 | 20210726
4960 | 2021-07-26T15:00 | 20210726
4961 | 2021-07-26T16:00 | 20210726
4962 | 2021-07-26T17:00 | 20210726
4963 | 2021-07-26T18:00 | 20210726
4964 | 2021-07-26T19:00 | 20210726
4965 | 2021-07-26T20:00 | 20210726
4966 | 2021-07-26T21:00 | 20210726
4967 | 2021-07-26T22:00 | 20210726
4968 | 2021-07-26T23:00 | 20210726
4969 | 2021-07-27T00:00 | 20210727
4970 | 2021-07-27T01:00 | 20210727
4971 | 2021-07-27T02:00 | 20210727
4972 | 2021-07-27T03:00 | 20210727
4973 | 2021-07-27T04:00 | 20210727
4974 | 2021-07-27T05:00 | 20210727
4975 | 2021-07-27T06:00 | 20210727
4976 | 2021-07-27T07:00 | 20210727
4977 | 2021-07-27T08:00 | 20210727
4978 | 2021-07-27T09:00 | 20210727
4979 | 2021-07-27T10:00 | 20210727
4980 | 2021-07-27T11:00 | 20210727
4981 | 2021-07-27T12:00 | 20210727
4982 | 2021-07-27T13:00 | 20210727
4983 | 2021-07-27T14:00 | 20210727
4984 | 2021-07-27T15:00 | 20210727
4985 | 2021-07-27T16:00 | 20210727
4986 | 2021-07-27T17:00 | 20210727
4987 | 2021-07-27T18:00 | 20210727
4988 | 2021-07-27T19:00 | 20210727
4989 | 2021-07-27T20:00 | 20210727
4990 | 2021-07-27T21:00 | 20210727
4991 | 2021-07-27T22:00 | 20210727
4992 | 2021-07-27T23:00 | 20210727
4993 | 2021-07-28T00:00 | 20210728
4994 | 2021-07-28T01:00 | 20210728
4995 | 2021-07-28T02:00 | 20210728
4996 | 2021-07-28T03:00 | 20210728
4997 | 2021-07-28T04:00 | 20210728
4998 | 2021-07-28T05:00 | 20210728
4999 | 2021-07-28T06:00 | 20210728
5000 | 2021-07-28T07:00 | 20210728
5001 | 2021-07-28T08:00 | 20210728
5002 | 2021-07-28T09:00 | 20210728
5003 | 2021-07-28T10:00 | 20210728
5004 | 2021-07-28T11:00 | 20210728
5005 | 2021-07-28T12:00 | 20210728
5006 | 2021-07-28T13:00 | 20210728
5007 | 2021-07-28T14:00 | 20210728
5008 | 2021-07-28T15:00 | 20210728
5009 | 2021-07-28T16:00 | 20210728
5010 | 2021-07-28T17:00 | 20210728
5011 | 2021-07-28T18:00 | 20210728
5012 | 2021-07-28T19:00 | 20210728
5013 | 2021-07-28T20:00 | 20210728
5014 | 2021-07-28T21:00 | 20210728
5015 | 2021-07-28T22:00 | 20210728
5016 | 2021-07-28T23:00 | 20210728
5017 | 2021-07-29T00:00 | 20210729
5018 | 2021-07-29T01:00 | 20210729
5019 | 2021-07-29T02:00 | 20210729
5020 | 2021-07-29T03:00 | 20210729
5021 | 2021-07-29T04:00 | 20210729
5022 | 2021-07-29T05:00 | 20210729
5023 | 2021-07-29T06:00 | 20210729
5024 | 2021-07-29T07:00 | 20210729
5025 | 2021-07-29T08:00 | 20210729
5026 | 2021-07-29T09:00 | 20210729
5027 | 2021-07-29T10:00 | 20210729
5028 | 2021-07-29T11:00 | 20210729
5029 | 2021-07-29T12:00 | 20210729
5030 | 2021-07-29T13:00 | 20210729
5031 | 2021-07-29T14:00 | 20210729
5032 | 2021-07-29T15:00 | 20210729
5033 | 2021-07-29T16:00 | 20210729
5034 | 2021-07-29T17:00 | 20210729
5035 | 2021-07-29T18:00 | 20210729
5036 | 2021-07-29T19:00 | 20210729
5037 | 2021-07-29T20:00 | 20210729
5038 | 2021-07-29T21:00 | 20210729
5039 | 2021-07-29T22:00 | 20210729
5040 | 2021-07-29T23:00 | 20210729
5041 | 2021-07-30T00:00 | 20210730
5042 | 2021-07-30T01:00 | 20210730
5043 | 2021-07-30T02:00 | 20210730
5044 | 2021-07-30T03:00 | 20210730
5045 | 2021-07-30T04:00 | 20210730
5046 | 2021-07-30T05:00 | 20210730
5047 | 2021-07-30T06:00 | 20210730
5048 | 2021-07-30T07:00 | 20210730
5049 | 2021-07-30T08:00 | 20210730
5050 | 2021-07-30T09:00 | 20210730
5051 | 2021-07-30T10:00 | 20210730
5052 | 2021-07-30T11:00 | 20210730
5053 | 2021-07-30T12:00 | 20210730
5054 | 2021-07-30T13:00 | 20210730
5055 | 2021-07-30T14:00 | 20210730
5056 | 2021-07-30T15:00 | 20210730
5057 | 2021-07-30T16:00 | 20210730
5058 | 2021-07-30T17:00 | 20210730
5059 | 2021-07-30T18:00 | 20210730
5060 | 2021-07-30T19:00 | 20210730
5061 | 2021-07-30T20:00 | 20210730
5062 | 2021-07-30T21:00 | 20210730
5063 | 2021-07-30T22:00 | 20210730
5064 | 2021-07-30T23:00 | 20210730
5065 | 2021-07-31T00:00 | 20210731
5066 | 2021-07-31T01:00 | 20210731
5067 | 2021-07-31T02:00 | 20210731
5068 | 2021-07-31T03:00 | 20210731
5069 | 2021-07-31T04:00 | 20210731
5070 | 2021-07-31T05:00 | 20210731
5071 | 2021-07-31T06:00 | 20210731
5072 | 2021-07-31T07:00 | 20210731
5073 | 2021-07-31T08:00 | 20210731
5074 | 2021-07-31T09:00 | 20210731
5075 | 2021-07-31T10:00 | 20210731
5076 | 2021-07-31T11:00 | 20210731
5077 | 2021-07-31T12:00 | 20210731
5078 | 2021-07-31T13:00 | 20210731
5079 | 2021-07-31T14:00 | 20210731
5080 | 2021-07-31T15:00 | 20210731
5081 | 2021-07-31T16:00 | 20210731
5082 | 2021-07-31T17:00 | 20210731
5083 | 2021-07-31T18:00 | 20210731
5084 | 2021-07-31T19:00 | 20210731
5085 | 2021-07-31T20:00 | 20210731
5086 | 2021-07-31T21:00 | 20210731
5087 | 2021-07-31T22:00 | 20210731
5088 | 2021-07-31T23:00 | 20210731
5089 | 2021-08-01T00:00 | 20210801
5090 | 2021-08-01T01:00 | 20210801
5091 | 2021-08-01T02:00 | 20210801
5092 | 2021-08-01T03:00 | 20210801
5093 | 2021-08-01T04:00 | 20210801
5094 | 2021-08-01T05:00 | 20210801
5095 | 2021-08-01T06:00 | 20210801
5096 | 2021-08-01T07:00 | 20210801
5097 | 2021-08-01T08:00 | 20210801
5098 | 2021-08-01T09:00 | 20210801
5099 | 2021-08-01T10:00 | 20210801
5100 | 2021-08-01T11:00 | 20210801
5101 | 2021-08-01T12:00 | 20210801
5102 | 2021-08-01T13:00 | 20210801
5103 | 2021-08-01T14:00 | 20210801
5104 | 2021-08-01T15:00 | 20210801
5105 | 2021-08-01T16:00 | 20210801
5106 | 2021-08-01T17:00 | 20210801
5107 | 2021-08-01T18:00 | 20210801
5108 | 2021-08-01T19:00 | 20210801
5109 | 2021-08-01T20:00 | 20210801
5110 | 2021-08-01T21:00 | 20210801
5111 | 2021-08-01T22:00 | 20210801
5112 | 2021-08-01T23:00 | 20210801
5113 | 2021-08-02T00:00 | 20210802
5114 | 2021-08-02T01:00 | 20210802
5115 | 2021-08-02T02:00 | 20210802
5116 | 2021-08-02T03:00 | 20210802
5117 | 2021-08-02T04:00 | 20210802
5118 | 2021-08-02T05:00 | 20210802
5119 | 2021-08-02T06:00 | 20210802
5120 | 2021-08-02T07:00 | 20210802
5121 | 2021-08-02T08:00 | 20210802
5122 | 2021-08-02T09:00 | 20210802
5123 | 2021-08-02T10:00 | 20210802
5124 | 2021-08-02T11:00 | 20210802
5125 | 2021-08-02T12:00 | 20210802
5126 | 2021-08-02T13:00 | 20210802
5127 | 2021-08-02T14:00 | 20210802
5128 | 2021-08-02T15:00 | 20210802
5129 | 2021-08-02T16:00 | 20210802
5130 | 2021-08-02T17:00 | 20210802
5131 | 2021-08-02T18:00 | 20210802
5132 | 2021-08-02T19:00 | 20210802
5133 | 2021-08-02T20:00 | 20210802
5134 | 2021-08-02T21:00 | 20210802
5135 | 2021-08-02T22:00 | 20210802
5136 | 2021-08-02T23:00 | 20210802
5137 | 2021-08-03T00:00 | 20210803
5138 | 2021-08-03T01:00 | 20210803
5139 | 2021-08-03T02:00 | 20210803
5140 | 2021-08-03T03:00 | 20210803
5141 | 2021-08-03T04:00 | 20210803
5142 | 2021-08-03T05:00 | 20210803
5143 | 2021-08-03T06:00 | 20210803
5144 | 2021-08-03T07:00 | 20210803
5145 | 2021-08-03T08:00 | 20210803
5146 | 2021-08-03T09:00 | 20210803
5147 | 2021-08-03T10:00 | 20210803
5148 | 2021-08-03T11:00 | 20210803
5149 | 2021-08-03T12:00 | 20210803
5150 | 2021-08-03T13:00 | 20210803
5151 | 2021-08-03T14:00 | 20210803
5152 | 2021-08-03T15:00 | 20210803
5153 | 2021-08-03T16:00 | 20210803
5154 | 2021-08-03T17:00 | 20210803
5155 | 2021-08-03T18:00 | 20210803
5156 | 2021-08-03T19:00 | 20210803
5157 | 2021-08-03T20:00 | 20210803
5158 | 2021-08-03T21:00 | 20210803
5159 | 2021-08-03T22:00 | 20210803
5160 | 2021-08-03T23:00 | 20210803
5161 | 2021-08-04T00:00 | 20210804
5162 | 2021-08-04T01:00 | 20210804
5163 | 2021-08-04T02:00 | 20210804
5164 | 2021-08-04T03:00 | 20210804
5165 | 2021-08-04T04:00 | 20210804
5166 | 2021-08-04T05:00 | 20210804
5167 | 2021-08-04T06:00 | 20210804
5168 | 2021-08-04T07:00 | 20210804
5169 | 2021-08-04T08:00 | 20210804
5170 | 2021-08-04T09:00 | 20210804
5171 | 2021-08-04T10:00 | 20210804
5172 | 2021-08-04T11:00 | 20210804
5173 | 2021-08-04T12:00 | 20210804
5174 | 2021-08-04T13:00 | 20210804
5175 | 2021-08-04T14:00 | 20210804
5176 | 2021-08-04T15:00 | 20210804
5177 | 2021-08-04T16:00 | 20210804
5178 | 2021-08-04T17:00 | 20210804
5179 | 2021-08-04T18:00 | 20210804
5180 | 2021-08-04T19:00 | 20210804
5181 | 2021-08-04T20:00 | 20210804
5182 | 2021-08-04T21:00 | 20210804
5183 | 2021-08-04T22:00 | 20210804
5184 | 2021-08-04T23:00 | 20210804
5185 | 2021-08-05T00:00 | 20210805
5186 | 2021-08-05T01:00 | 20210805
5187 | 2021-08-05T02:00 | 20210805
5188 | 2021-08-05T03:00 | 20210805
5189 | 2021-08-05T04:00 | 20210805
5190 | 2021-08-05T05:00 | 20210805
5191 | 2021-08-05T06:00 | 20210805
5192 | 2021-08-05T07:00 | 20210805
5193 | 2021-08-05T08:00 | 20210805
5194 | 2021-08-05T09:00 | 20210805
5195 | 2021-08-05T10:00 | 20210805
5196 | 2021-08-05T11:00 | 20210805
5197 | 2021-08-05T12:00 | 20210805
5198 | 2021-08-05T13:00 | 20210805
5199 | 2021-08-05T14:00 | 20210805
5200 | 2021-08-05T15:00 | 20210805
5201 | 2021-08-05T16:00 | 20210805
5202 | 2021-08-05T17:00 | 20210805
5203 | 2021-08-05T18:00 | 20210805
5204 | 2021-08-05T19:00 | 20210805
5205 | 2021-08-05T20:00 | 20210805
5206 | 2021-08-05T21:00 | 20210805
5207 | 2021-08-05T22:00 | 20210805
5208 | 2021-08-05T23:00 | 20210805
5209 | 2021-08-06T00:00 | 20210806
5210 | 2021-08-06T01:00 | 20210806
5211 | 2021-08-06T02:00 | 20210806
5212 | 2021-08-06T03:00 | 20210806
5213 | 2021-08-06T04:00 | 20210806
5214 | 2021-08-06T05:00 | 20210806
5215 | 2021-08-06T06:00 | 20210806
5216 | 2021-08-06T07:00 | 20210806
5217 | 2021-08-06T08:00 | 20210806
5218 | 2021-08-06T09:00 | 20210806
5219 | 2021-08-06T10:00 | 20210806
5220 | 2021-08-06T11:00 | 20210806
5221 | 2021-08-06T12:00 | 20210806
5222 | 2021-08-06T13:00 | 20210806
5223 | 2021-08-06T14:00 | 20210806
5224 | 2021-08-06T15:00 | 20210806
5225 | 2021-08-06T16:00 | 20210806
5226 | 2021-08-06T17:00 | 20210806
5227 | 2021-08-06T18:00 | 20210806
5228 | 2021-08-06T19:00 | 20210806
5229 | 2021-08-06T20:00 | 20210806
5230 | 2021-08-06T21:00 | 20210806
5231 | 2021-08-06T22:00 | 20210806
5232 | 2021-08-06T23:00 | 20210806
5233 | 2021-08-07T00:00 | 20210807
5234 | 2021-08-07T01:00 | 20210807
5235 | 2021-08-07T02:00 | 20210807
5236 | 2021-08-07T03:00 | 20210807
5237 | 2021-08-07T04:00 | 20210807
5238 | 2021-08-07T05:00 | 20210807
5239 | 2021-08-07T06:00 | 20210807
5240 | 2021-08-07T07:00 | 20210807
5241 | 2021-08-07T08:00 | 20210807
5242 | 2021-08-07T09:00 | 20210807
5243 | 2021-08-07T10:00 | 20210807
5244 | 2021-08-07T11:00 | 20210807
5245 | 2021-08-07T12:00 | 20210807
5246 | 2021-08-07T13:00 | 20210807
5247 | 2021-08-07T14:00 | 20210807
5248 | 2021-08-07T15:00 | 20210807
5249 | 2021-08-07T16:00 | 20210807
5250 | 2021-08-07T17:00 | 20210807
5251 | 2021-08-07T18:00 | 20210807
5252 | 2021-08-07T19:00 | 20210807
5253 | 2021-08-07T20:00 | 20210807
5254 | 2021-08-07T21:00 | 20210807
5255 | 2021-08-07T22:00 | 20210807
5256 | 2021-08-07T23:00 | 20210807
5257 | 2021-08-08T00:00 | 20210808
5258 | 2021-08-08T01:00 | 20210808
5259 | 2021-08-08T02:00 | 20210808
5260 | 2021-08-08T03:00 | 20210808
5261 | 2021-08-08T04:00 | 20210808
5262 | 2021-08-08T05:00 | 20210808
5263 | 2021-08-08T06:00 | 20210808
5264 | 2021-08-08T07:00 | 20210808
5265 | 2021-08-08T08:00 | 20210808
5266 | 2021-08-08T09:00 | 20210808
5267 | 2021-08-08T10:00 | 20210808
5268 | 2021-08-08T11:00 | 20210808
5269 | 2021-08-08T12:00 | 20210808
5270 | 2021-08-08T13:00 | 20210808
5271 | 2021-08-08T14:00 | 20210808
5272 | 2021-08-08T15:00 | 20210808
5273 | 2021-08-08T16:00 | 20210808
5274 | 2021-08-08T17:00 | 20210808
5275 | 2021-08-08T18:00 | 20210808
5276 | 2021-08-08T19:00 | 20210808
5277 | 2021-08-08T20:00 | 20210808
5278 | 2021-08-08T21:00 | 20210808
5279 | 2021-08-08T22:00 | 20210808
5280 | 2021-08-08T23:00 | 20210808
5281 | 2021-08-09T00:00 | 20210809
5282 | 2021-08-09T01:00 | 20210809
5283 | 2021-08-09T02:00 | 20210809
5284 | 2021-08-09T03:00 | 20210809
5285 | 2021-08-09T04:00 | 20210809
5286 | 2021-08-09T05:00 | 20210809
5287 | 2021-08-09T06:00 | 20210809
5288 | 2021-08-09T07:00 | 20210809
5289 | 2021-08-09T08:00 | 20210809
5290 | 2021-08-09T09:00 | 20210809
5291 | 2021-08-09T10:00 | 20210809
5292 | 2021-08-09T11:00 | 20210809
5293 | 2021-08-09T12:00 | 20210809
5294 | 2021-08-09T13:00 | 20210809
5295 | 2021-08-09T14:00 | 20210809
5296 | 2021-08-09T15:00 | 20210809
5297 | 2021-08-09T16:00 | 20210809
5298 | 2021-08-09T17:00 | 20210809
5299 | 2021-08-09T18:00 | 20210809
5300 | 2021-08-09T19:00 | 20210809
5301 | 2021-08-09T20:00 | 20210809
5302 | 2021-08-09T21:00 | 20210809
5303 | 2021-08-09T22:00 | 20210809
5304 | 2021-08-09T23:00 | 20210809
5305 | 2021-08-10T00:00 | 20210810
5306 | 2021-08-10T01:00 | 20210810
5307 | 2021-08-10T02:00 | 20210810
5308 | 2021-08-10T03:00 | 20210810
5309 | 2021-08-10T04:00 | 20210810
5310 | 2021-08-10T05:00 | 20210810
5311 | 2021-08-10T06:00 | 20210810
5312 | 2021-08-10T07:00 | 20210810
5313 | 2021-08-10T08:00 | 20210810
5314 | 2021-08-10T09:00 | 20210810
5315 | 2021-08-10T10:00 | 20210810
5316 | 2021-08-10T11:00 | 20210810
5317 | 2021-08-10T12:00 | 20210810
5318 | 2021-08-10T13:00 | 20210810
5319 | 2021-08-10T14:00 | 20210810
5320 | 2021-08-10T15:00 | 20210810
5321 | 2021-08-10T16:00 | 20210810
5322 | 2021-08-10T17:00 | 20210810
5323 | 2021-08-10T18:00 | 20210810
5324 | 2021-08-10T19:00 | 20210810
5325 | 2021-08-10T20:00 | 20210810
5326 | 2021-08-10T21:00 | 20210810
5327 | 2021-08-10T22:00 | 20210810
5328 | 2021-08-10T23:00 | 20210810
5329 | 2021-08-11T00:00 | 20210811
5330 | 2021-08-11T01:00 | 20210811
5331 | 2021-08-11T02:00 | 20210811
5332 | 2021-08-11T03:00 | 20210811
5333 | 2021-08-11T04:00 | 20210811
5334 | 2021-08-11T05:00 | 20210811
5335 | 2021-08-11T06:00 | 20210811
5336 | 2021-08-11T07:00 | 20210811
5337 | 2021-08-11T08:00 | 20210811
5338 | 2021-08-11T09:00 | 20210811
5339 | 2021-08-11T10:00 | 20210811
5340 | 2021-08-11T11:00 | 20210811
5341 | 2021-08-11T12:00 | 20210811
5342 | 2021-08-11T13:00 | 20210811
5343 | 2021-08-11T14:00 | 20210811
5344 | 2021-08-11T15:00 | 20210811
5345 | 2021-08-11T16:00 | 20210811
5346 | 2021-08-11T17:00 | 20210811
5347 | 2021-08-11T18:00 | 20210811
5348 | 2021-08-11T19:00 | 20210811
5349 | 2021-08-11T20:00 | 20210811
5350 | 2021-08-11T21:00 | 20210811
5351 | 2021-08-11T22:00 | 20210811
5352 | 2021-08-11T23:00 | 20210811
5353 | 2021-08-12T00:00 | 20210812
5354 | 2021-08-12T01:00 | 20210812
5355 | 2021-08-12T02:00 | 20210812
5356 | 2021-08-12T03:00 | 20210812
5357 | 2021-08-12T04:00 | 20210812
5358 | 2021-08-12T05:00 | 20210812
5359 | 2021-08-12T06:00 | 20210812
5360 | 2021-08-12T07:00 | 20210812
5361 | 2021-08-12T08:00 | 20210812
5362 | 2021-08-12T09:00 | 20210812
5363 | 2021-08-12T10:00 | 20210812
5364 | 2021-08-12T11:00 | 20210812
5365 | 2021-08-12T12:00 | 20210812
5366 | 2021-08-12T13:00 | 20210812
5367 | 2021-08-12T14:00 | 20210812
5368 | 2021-08-12T15:00 | 20210812
5369 | 2021-08-12T16:00 | 20210812
5370 | 2021-08-12T17:00 | 20210812
5371 | 2021-08-12T18:00 | 20210812
5372 | 2021-08-12T19:00 | 20210812
5373 | 2021-08-12T20:00 | 20210812
5374 | 2021-08-12T21:00 | 20210812
5375 | 2021-08-12T22:00 | 20210812
5376 | 2021-08-12T23:00 | 20210812
5377 | 2021-08-13T00:00 | 20210813
5378 | 2021-08-13T01:00 | 20210813
5379 | 2021-08-13T02:00 | 20210813
5380 | 2021-08-13T03:00 | 20210813
5381 | 2021-08-13T04:00 | 20210813
5382 | 2021-08-13T05:00 | 20210813
5383 | 2021-08-13T06:00 | 20210813
5384 | 2021-08-13T07:00 | 20210813
5385 | 2021-08-13T08:00 | 20210813
5386 | 2021-08-13T09:00 | 20210813
5387 | 2021-08-13T10:00 | 20210813
5388 | 2021-08-13T11:00 | 20210813
5389 | 2021-08-13T12:00 | 20210813
5390 | 2021-08-13T13:00 | 20210813
5391 | 2021-08-13T14:00 | 20210813
5392 | 2021-08-13T15:00 | 20210813
5393 | 2021-08-13T16:00 | 20210813
5394 | 2021-08-13T17:00 | 20210813
5395 | 2021-08-13T18:00 | 20210813
5396 | 2021-08-13T19:00 | 20210813
5397 | 2021-08-13T20:00 | 20210813
5398 | 2021-08-13T21:00 | 20210813
5399 | 2021-08-13T22:00 | 20210813
5400 | 2021-08-13T23:00 | 20210813
5401 | 2021-08-14T00:00 | 20210814
5402 | 2021-08-14T01:00 | 20210814
5403 | 2021-08-14T02:00 | 20210814
5404 | 2021-08-14T03:00 | 20210814
5405 | 2021-08-14T04:00 | 20210814
5406 | 2021-08-14T05:00 | 20210814
5407 | 2021-08-14T06:00 | 20210814
5408 | 2021-08-14T07:00 | 20210814
5409 | 2021-08-14T08:00 | 20210814
5410 | 2021-08-14T09:00 | 20210814
5411 | 2021-08-14T10:00 | 20210814
5412 | 2021-08-14T11:00 | 20210814
5413 | 2021-08-14T12:00 | 20210814
5414 | 2021-08-14T13:00 | 20210814
5415 | 2021-08-14T14:00 | 20210814
5416 | 2021-08-14T15:00 | 20210814
5417 | 2021-08-14T16:00 | 20210814
5418 | 2021-08-14T17:00 | 20210814
5419 | 2021-08-14T18:00 | 20210814
5420 | 2021-08-14T19:00 | 20210814
5421 | 2021-08-14T20:00 | 20210814
5422 | 2021-08-14T21:00 | 20210814
5423 | 2021-08-14T22:00 | 20210814
5424 | 2021-08-14T23:00 | 20210814
5425 | 2021-08-15T00:00 | 20210815
5426 | 2021-08-15T01:00 | 20210815
5427 | 2021-08-15T02:00 | 20210815
5428 | 2021-08-15T03:00 | 20210815
5429 | 2021-08-15T04:00 | 20210815
5430 | 2021-08-15T05:00 | 20210815
5431 | 2021-08-15T06:00 | 20210815
5432 | 2021-08-15T07:00 | 20210815
5433 | 2021-08-15T08:00 | 20210815
5434 | 2021-08-15T09:00 | 20210815
5435 | 2021-08-15T10:00 | 20210815
5436 | 2021-08-15T11:00 | 20210815
5437 | 2021-08-15T12:00 | 20210815
5438 | 2021-08-15T13:00 | 20210815
5439 | 2021-08-15T14:00 | 20210815
5440 | 2021-08-15T15:00 | 20210815
5441 | 2021-08-15T16:00 | 20210815
5442 | 2021-08-15T17:00 | 20210815
5443 | 2021-08-15T18:00 | 20210815
5444 | 2021-08-15T19:00 | 20210815
5445 | 2021-08-15T20:00 | 20210815
5446 | 2021-08-15T21:00 | 20210815
5447 | 2021-08-15T22:00 | 20210815
5448 | 2021-08-15T23:00 | 20210815
5449 | 2021-08-16T00:00 | 20210816
5450 | 2021-08-16T01:00 | 20210816
5451 | 2021-08-16T02:00 | 20210816
5452 | 2021-08-16T03:00 | 20210816
5453 | 2021-08-16T04:00 | 20210816
5454 | 2021-08-16T05:00 | 20210816
5455 | 2021-08-16T06:00 | 20210816
5456 | 2021-08-16T07:00 | 20210816
5457 | 2021-08-16T08:00 | 20210816
5458 | 2021-08-16T09:00 | 20210816
5459 | 2021-08-16T10:00 | 20210816
5460 | 2021-08-16T11:00 | 20210816
5461 | 2021-08-16T12:00 | 20210816
5462 | 2021-08-16T13:00 | 20210816
5463 | 2021-08-16T14:00 | 20210816
5464 | 2021-08-16T15:00 | 20210816
5465 | 2021-08-16T16:00 | 20210816
5466 | 2021-08-16T17:00 | 20210816
5467 | 2021-08-16T18:00 | 20210816
5468 | 2021-08-16T19:00 | 20210816
5469 | 2021-08-16T20:00 | 20210816
5470 | 2021-08-16T21:00 | 20210816
5471 | 2021-08-16T22:00 | 20210816
5472 | 2021-08-16T23:00 | 20210816
5473 | 2021-08-17T00:00 | 20210817
5474 | 2021-08-17T01:00 | 20210817
5475 | 2021-08-17T02:00 | 20210817
5476 | 2021-08-17T03:00 | 20210817
5477 | 2021-08-17T04:00 | 20210817
5478 | 2021-08-17T05:00 | 20210817
5479 | 2021-08-17T06:00 | 20210817
5480 | 2021-08-17T07:00 | 20210817
5481 | 2021-08-17T08:00 | 20210817
5482 | 2021-08-17T09:00 | 20210817
5483 | 2021-08-17T10:00 | 20210817
5484 | 2021-08-17T11:00 | 20210817
5485 | 2021-08-17T12:00 | 20210817
5486 | 2021-08-17T13:00 | 20210817
5487 | 2021-08-17T14:00 | 20210817
5488 | 2021-08-17T15:00 | 20210817
5489 | 2021-08-17T16:00 | 20210817
5490 | 2021-08-17T17:00 | 20210817
5491 | 2021-08-17T18:00 | 20210817
5492 | 2021-08-17T19:00 | 20210817
5493 | 2021-08-17T20:00 | 20210817
5494 | 2021-08-17T21:00 | 20210817
5495 | 2021-08-17T22:00 | 20210817
5496 | 2021-08-17T23:00 | 20210817
5497 | 2021-08-18T00:00 | 20210818
5498 | 2021-08-18T01:00 | 20210818
5499 | 2021-08-18T02:00 | 20210818
5500 | 2021-08-18T03:00 | 20210818
5501 | 2021-08-18T04:00 | 20210818
5502 | 2021-08-18T05:00 | 20210818
5503 | 2021-08-18T06:00 | 20210818
5504 | 2021-08-18T07:00 | 20210818
5505 | 2021-08-18T08:00 | 20210818
5506 | 2021-08-18T09:00 | 20210818
5507 | 2021-08-18T10:00 | 20210818
5508 | 2021-08-18T11:00 | 20210818
5509 | 2021-08-18T12:00 | 20210818
5510 | 2021-08-18T13:00 | 20210818
5511 | 2021-08-18T14:00 | 20210818
5512 | 2021-08-18T15:00 | 20210818
5513 | 2021-08-18T16:00 | 20210818
5514 | 2021-08-18T17:00 | 20210818
5515 | 2021-08-18T18:00 | 20210818
5516 | 2021-08-18T19:00 | 20210818
5517 | 2021-08-18T20:00 | 20210818
5518 | 2021-08-18T21:00 | 20210818
5519 | 2021-08-18T22:00 | 20210818
5520 | 2021-08-18T23:00 | 20210818
5521 | 2021-08-19T00:00 | 20210819
5522 | 2021-08-19T01:00 | 20210819
5523 | 2021-08-19T02:00 | 20210819
5524 | 2021-08-19T03:00 | 20210819
5525 | 2021-08-19T04:00 | 20210819
5526 | 2021-08-19T05:00 | 20210819
5527 | 2021-08-19T06:00 | 20210819
5528 | 2021-08-19T07:00 | 20210819
5529 | 2021-08-19T08:00 | 20210819
5530 | 2021-08-19T09:00 | 20210819
5531 | 2021-08-19T10:00 | 20210819
5532 | 2021-08-19T11:00 | 20210819
5533 | 2021-08-19T12:00 | 20210819
5534 | 2021-08-19T13:00 | 20210819
5535 | 2021-08-19T14:00 | 20210819
5536 | 2021-08-19T15:00 | 20210819
5537 | 2021-08-19T16:00 | 20210819
5538 | 2021-08-19T17:00 | 20210819
5539 | 2021-08-19T18:00 | 20210819
5540 | 2021-08-19T19:00 | 20210819
5541 | 2021-08-19T20:00 | 20210819
5542 | 2021-08-19T21:00 | 20210819
5543 | 2021-08-19T22:00 | 20210819
5544 | 2021-08-19T23:00 | 20210819
5545 | 2021-08-20T00:00 | 20210820
5546 | 2021-08-20T01:00 | 20210820
5547 | 2021-08-20T02:00 | 20210820
5548 | 2021-08-20T03:00 | 20210820
5549 | 2021-08-20T04:00 | 20210820
5550 | 2021-08-20T05:00 | 20210820
5551 | 2021-08-20T06:00 | 20210820
5552 | 2021-08-20T07:00 | 20210820
5553 | 2021-08-20T08:00 | 20210820
5554 | 2021-08-20T09:00 | 20210820
5555 | 2021-08-20T10:00 | 20210820
5556 | 2021-08-20T11:00 | 20210820
5557 | 2021-08-20T12:00 | 20210820
5558 | 2021-08-20T13:00 | 20210820
5559 | 2021-08-20T14:00 | 20210820
5560 | 2021-08-20T15:00 | 20210820
5561 | 2021-08-20T16:00 | 20210820
5562 | 2021-08-20T17:00 | 20210820
5563 | 2021-08-20T18:00 | 20210820
5564 | 2021-08-20T19:00 | 20210820
5565 | 2021-08-20T20:00 | 20210820
5566 | 2021-08-20T21:00 | 20210820
5567 | 2021-08-20T22:00 | 20210820
5568 | 2021-08-20T23:00 | 20210820
5569 | 2021-08-21T00:00 | 20210821
5570 | 2021-08-21T01:00 | 20210821
5571 | 2021-08-21T02:00 | 20210821
5572 | 2021-08-21T03:00 | 20210821
5573 | 2021-08-21T04:00 | 20210821
5574 | 2021-08-21T05:00 | 20210821
5575 | 2021-08-21T06:00 | 20210821
5576 | 2021-08-21T07:00 | 20210821
5577 | 2021-08-21T08:00 | 20210821
5578 | 2021-08-21T09:00 | 20210821
5579 | 2021-08-21T10:00 | 20210821
5580 | 2021-08-21T11:00 | 20210821
5581 | 2021-08-21T12:00 | 20210821
5582 | 2021-08-21T13:00 | 20210821
5583 | 2021-08-21T14:00 | 20210821
5584 | 2021-08-21T15:00 | 20210821
5585 | 2021-08-21T16:00 | 20210821
5586 | 2021-08-21T17:00 | 20210821
5587 | 2021-08-21T18:00 | 20210821
5588 | 2021-08-21T19:00 | 20210821
5589 | 2021-08-21T20:00 | 20210821
5590 | 2021-08-21T21:00 | 20210821
5591 | 2021-08-21T22:00 | 20210821
5592 | 2021-08-21T23:00 | 20210821
5593 | 2021-08-22T00:00 | 20210822
5594 | 2021-08-22T01:00 | 20210822
5595 | 2021-08-22T02:00 | 20210822
5596 | 2021-08-22T03:00 | 20210822
5597 | 2021-08-22T04:00 | 20210822
5598 | 2021-08-22T05:00 | 20210822
5599 | 2021-08-22T06:00 | 20210822
5600 | 2021-08-22T07:00 | 20210822
5601 | 2021-08-22T08:00 | 20210822
5602 | 2021-08-22T09:00 | 20210822
5603 | 2021-08-22T10:00 | 20210822
5604 | 2021-08-22T11:00 | 20210822
5605 | 2021-08-22T12:00 | 20210822
5606 | 2021-08-22T13:00 | 20210822
5607 | 2021-08-22T14:00 | 20210822
5608 | 2021-08-22T15:00 | 20210822
5609 | 2021-08-22T16:00 | 20210822
5610 | 2021-08-22T17:00 | 20210822
5611 | 2021-08-22T18:00 | 20210822
5612 | 2021-08-22T19:00 | 20210822
5613 | 2021-08-22T20:00 | 20210822
5614 | 2021-08-22T21:00 | 20210822
5615 | 2021-08-22T22:00 | 20210822
5616 | 2021-08-22T23:00 | 20210822
5617 | 2021-08-23T00:00 | 20210823
5618 | 2021-08-23T01:00 | 20210823
5619 | 2021-08-23T02:00 | 20210823
5620 | 2021-08-23T03:00 | 20210823
5621 | 2021-08-23T04:00 | 20210823
5622 | 2021-08-23T05:00 | 20210823
5623 | 2021-08-23T06:00 | 20210823
5624 | 2021-08-23T07:00 | 20210823
5625 | 2021-08-23T08:00 | 20210823
5626 | 2021-08-23T09:00 | 20210823
5627 | 2021-08-23T10:00 | 20210823
5628 | 2021-08-23T11:00 | 20210823
5629 | 2021-08-23T12:00 | 20210823
5630 | 2021-08-23T13:00 | 20210823
5631 | 2021-08-23T14:00 | 20210823
5632 | 2021-08-23T15:00 | 20210823
5633 | 2021-08-23T16:00 | 20210823
5634 | 2021-08-23T17:00 | 20210823
5635 | 2021-08-23T18:00 | 20210823
5636 | 2021-08-23T19:00 | 20210823
5637 | 2021-08-23T20:00 | 20210823
5638 | 2021-08-23T21:00 | 20210823
5639 | 2021-08-23T22:00 | 20210823
5640 | 2021-08-23T23:00 | 20210823
5641 | 2021-08-24T00:00 | 20210824
5642 | 2021-08-24T01:00 | 20210824
5643 | 2021-08-24T02:00 | 20210824
5644 | 2021-08-24T03:00 | 20210824
5645 | 2021-08-24T04:00 | 20210824
5646 | 2021-08-24T05:00 | 20210824
5647 | 2021-08-24T06:00 | 20210824
5648 | 2021-08-24T07:00 | 20210824
5649 | 2021-08-24T08:00 | 20210824
5650 | 2021-08-24T09:00 | 20210824
5651 | 2021-08-24T10:00 | 20210824
5652 | 2021-08-24T11:00 | 20210824
5653 | 2021-08-24T12:00 | 20210824
5654 | 2021-08-24T13:00 | 20210824
5655 | 2021-08-24T14:00 | 20210824
5656 | 2021-08-24T15:00 | 20210824
5657 | 2021-08-24T16:00 | 20210824
5658 | 2021-08-24T17:00 | 20210824
5659 | 2021-08-24T18:00 | 20210824
5660 | 2021-08-24T19:00 | 20210824
5661 | 2021-08-24T20:00 | 20210824
5662 | 2021-08-24T21:00 | 20210824
5663 | 2021-08-24T22:00 | 20210824
5664 | 2021-08-24T23:00 | 20210824
5665 | 2021-08-25T00:00 | 20210825
5666 | 2021-08-25T01:00 | 20210825
5667 | 2021-08-25T02:00 | 20210825
5668 | 2021-08-25T03:00 | 20210825
5669 | 2021-08-25T04:00 | 20210825
5670 | 2021-08-25T05:00 | 20210825
5671 | 2021-08-25T06:00 | 20210825
5672 | 2021-08-25T07:00 | 20210825
5673 | 2021-08-25T08:00 | 20210825
5674 | 2021-08-25T09:00 | 20210825
5675 | 2021-08-25T10:00 | 20210825
5676 | 2021-08-25T11:00 | 20210825
5677 | 2021-08-25T12:00 | 20210825
5678 | 2021-08-25T13:00 | 20210825
5679 | 2021-08-25T14:00 | 20210825
5680 | 2021-08-25T15:00 | 20210825
5681 | 2021-08-25T16:00 | 20210825
5682 | 2021-08-25T17:00 | 20210825
5683 | 2021-08-25T18:00 | 20210825
5684 | 2021-08-25T19:00 | 20210825
5685 | 2021-08-25T20:00 | 20210825
5686 | 2021-08-25T21:00 | 20210825
5687 | 2021-08-25T22:00 | 20210825
5688 | 2021-08-25T23:00 | 20210825
5689 | 2021-08-26T00:00 | 20210826
5690 | 2021-08-26T01:00 | 20210826
5691 | 2021-08-26T02:00 | 20210826
5692 | 2021-08-26T03:00 | 20210826
5693 | 2021-08-26T04:00 | 20210826
5694 | 2021-08-26T05:00 | 20210826
5695 | 2021-08-26T06:00 | 20210826
5696 | 2021-08-26T07:00 | 20210826
5697 | 2021-08-26T08:00 | 20210826
5698 | 2021-08-26T09:00 | 20210826
5699 | 2021-08-26T10:00 | 20210826
5700 | 2021-08-26T11:00 | 20210826
5701 | 2021-08-26T12:00 | 20210826
5702 | 2021-08-26T13:00 | 20210826
5703 | 2021-08-26T14:00 | 20210826
5704 | 2021-08-26T15:00 | 20210826
5705 | 2021-08-26T16:00 | 20210826
5706 | 2021-08-26T17:00 | 20210826
5707 | 2021-08-26T18:00 | 20210826
5708 | 2021-08-26T19:00 | 20210826
5709 | 2021-08-26T20:00 | 20210826
5710 | 2021-08-26T21:00 | 20210826
5711 | 2021-08-26T22:00 | 20210826
5712 | 2021-08-26T23:00 | 20210826
5713 | 2021-08-27T00:00 | 20210827
5714 | 2021-08-27T01:00 | 20210827
5715 | 2021-08-27T02:00 | 20210827
5716 | 2021-08-27T03:00 | 20210827
5717 | 2021-08-27T04:00 | 20210827
5718 | 2021-08-27T05:00 | 20210827
5719 | 2021-08-27T06:00 | 20210827
5720 | 2021-08-27T07:00 | 20210827
5721 | 2021-08-27T08:00 | 20210827
5722 | 2021-08-27T09:00 | 20210827
5723 | 2021-08-27T10:00 | 20210827
5724 | 2021-08-27T11:00 | 20210827
5725 | 2021-08-27T12:00 | 20210827
5726 | 2021-08-27T13:00 | 20210827
5727 | 2021-08-27T14:00 | 20210827
5728 | 2021-08-27T15:00 | 20210827
5729 | 2021-08-27T16:00 | 20210827
5730 | 2021-08-27T17:00 | 20210827
5731 | 2021-08-27T18:00 | 20210827
5732 | 2021-08-27T19:00 | 20210827
5733 | 2021-08-27T20:00 | 20210827
5734 | 2021-08-27T21:00 | 20210827
5735 | 2021-08-27T22:00 | 20210827
5736 | 2021-08-27T23:00 | 20210827
5737 | 2021-08-28T00:00 | 20210828
5738 | 2021-08-28T01:00 | 20210828
5739 | 2021-08-28T02:00 | 20210828
5740 | 2021-08-28T03:00 | 20210828
5741 | 2021-08-28T04:00 | 20210828
5742 | 2021-08-28T05:00 | 20210828
5743 | 2021-08-28T06:00 | 20210828
5744 | 2021-08-28T07:00 | 20210828
5745 | 2021-08-28T08:00 | 20210828
5746 | 2021-08-28T09:00 | 20210828
5747 | 2021-08-28T10:00 | 20210828
5748 | 2021-08-28T11:00 | 20210828
5749 | 2021-08-28T12:00 | 20210828
5750 | 2021-08-28T13:00 | 20210828
5751 | 2021-08-28T14:00 | 20210828
5752 | 2021-08-28T15:00 | 20210828
5753 | 2021-08-28T16:00 | 20210828
5754 | 2021-08-28T17:00 | 20210828
5755 | 2021-08-28T18:00 | 20210828
5756 | 2021-08-28T19:00 | 20210828
5757 | 2021-08-28T20:00 | 20210828
5758 | 2021-08-28T21:00 | 20210828
5759 | 2021-08-28T22:00 | 20210828
5760 | 2021-08-28T23:00 | 20210828
5761 | 2021-08-29T00:00 | 20210829
5762 | 2021-08-29T01:00 | 20210829
5763 | 2021-08-29T02:00 | 20210829
5764 | 2021-08-29T03:00 | 20210829
5765 | 2021-08-29T04:00 | 20210829
5766 | 2021-08-29T05:00 | 20210829
5767 | 2021-08-29T06:00 | 20210829
5768 | 2021-08-29T07:00 | 20210829
5769 | 2021-08-29T08:00 | 20210829
5770 | 2021-08-29T09:00 | 20210829
5771 | 2021-08-29T10:00 | 20210829
5772 | 2021-08-29T11:00 | 20210829
5773 | 2021-08-29T12:00 | 20210829
5774 | 2021-08-29T13:00 | 20210829
5775 | 2021-08-29T14:00 | 20210829
5776 | 2021-08-29T15:00 | 20210829
5777 | 2021-08-29T16:00 | 20210829
5778 | 2021-08-29T17:00 | 20210829
5779 | 2021-08-29T18:00 | 20210829
5780 | 2021-08-29T19:00 | 20210829
5781 | 2021-08-29T20:00 | 20210829
5782 | 2021-08-29T21:00 | 20210829
5783 | 2021-08-29T22:00 | 20210829
5784 | 2021-08-29T23:00 | 20210829
5785 | 2021-08-30T00:00 | 20210830
5786 | 2021-08-30T01:00 | 20210830
5787 | 2021-08-30T02:00 | 20210830
5788 | 2021-08-30T03:00 | 20210830
5789 | 2021-08-30T04:00 | 20210830
5790 | 2021-08-30T05:00 | 20210830
5791 | 2021-08-30T06:00 | 20210830
5792 | 2021-08-30T07:00 | 20210830
5793 | 2021-08-30T08:00 | 20210830
5794 | 2021-08-30T09:00 | 20210830
5795 | 2021-08-30T10:00 | 20210830
5796 | 2021-08-30T11:00 | 20210830
5797 | 2021-08-30T12:00 | 20210830
5798 | 2021-08-30T13:00 | 20210830
5799 | 2021-08-30T14:00 | 20210830
5800 | 2021-08-30T15:00 | 20210830
5801 | 2021-08-30T16:00 | 20210830
5802 | 2021-08-30T17:00 | 20210830
5803 | 2021-08-30T18:00 | 20210830
5804 | 2021-08-30T19:00 | 20210830
5805 | 2021-08-30T20:00 | 20210830
5806 | 2021-08-30T21:00 | 20210830
5807 | 2021-08-30T22:00 | 20210830
5808 | 2021-08-30T23:00 | 20210830
5809 | 2021-08-31T00:00 | 20210831
5810 | 2021-08-31T01:00 | 20210831
5811 | 2021-08-31T02:00 | 20210831
5812 | 2021-08-31T03:00 | 20210831
5813 | 2021-08-31T04:00 | 20210831
5814 | 2021-08-31T05:00 | 20210831
5815 | 2021-08-31T06:00 | 20210831
5816 | 2021-08-31T07:00 | 20210831
5817 | 2021-08-31T08:00 | 20210831
5818 | 2021-08-31T09:00 | 20210831
5819 | 2021-08-31T10:00 | 20210831
5820 | 2021-08-31T11:00 | 20210831
5821 | 2021-08-31T12:00 | 20210831
5822 | 2021-08-31T13:00 | 20210831
5823 | 2021-08-31T14:00 | 20210831
5824 | 2021-08-31T15:00 | 20210831
5825 | 2021-08-31T16:00 | 20210831
5826 | 2021-08-31T17:00 | 20210831
5827 | 2021-08-31T18:00 | 20210831
5828 | 2021-08-31T19:00 | 20210831
5829 | 2021-08-31T20:00 | 20210831
5830 | 2021-08-31T21:00 | 20210831
5831 | 2021-08-31T22:00 | 20210831
5832 | 2021-08-31T23:00 | 20210831
5833 | 2021-09-01T00:00 | 20210901
5834 | 2021-09-01T01:00 | 20210901
5835 | 2021-09-01T02:00 | 20210901
5836 | 2021-09-01T03:00 | 20210901
5837 | 2021-09-01T04:00 | 20210901
5838 | 2021-09-01T05:00 | 20210901
5839 | 2021-09-01T06:00 | 20210901
5840 | 2021-09-01T07:00 | 20210901
5841 | 2021-09-01T08:00 | 20210901
5842 | 2021-09-01T09:00 | 20210901
5843 | 2021-09-01T10:00 | 20210901
5844 | 2021-09-01T11:00 | 20210901
5845 | 2021-09-01T12:00 | 20210901
5846 | 2021-09-01T13:00 | 20210901
5847 | 2021-09-01T14:00 | 20210901
5848 | 2021-09-01T15:00 | 20210901
5849 | 2021-09-01T16:00 | 20210901
5850 | 2021-09-01T17:00 | 20210901
5851 | 2021-09-01T18:00 | 20210901
5852 | 2021-09-01T19:00 | 20210901
5853 | 2021-09-01T20:00 | 20210901
5854 | 2021-09-01T21:00 | 20210901
5855 | 2021-09-01T22:00 | 20210901
5856 | 2021-09-01T23:00 | 20210901
5857 | 2021-09-02T00:00 | 20210902
5858 | 2021-09-02T01:00 | 20210902
5859 | 2021-09-02T02:00 | 20210902
5860 | 2021-09-02T03:00 | 20210902
5861 | 2021-09-02T04:00 | 20210902
5862 | 2021-09-02T05:00 | 20210902
5863 | 2021-09-02T06:00 | 20210902
5864 | 2021-09-02T07:00 | 20210902
5865 | 2021-09-02T08:00 | 20210902
5866 | 2021-09-02T09:00 | 20210902
5867 | 2021-09-02T10:00 | 20210902
5868 | 2021-09-02T11:00 | 20210902
5869 | 2021-09-02T12:00 | 20210902
5870 | 2021-09-02T13:00 | 20210902
5871 | 2021-09-02T14:00 | 20210902
5872 | 2021-09-02T15:00 | 20210902
5873 | 2021-09-02T16:00 | 20210902
5874 | 2021-09-02T17:00 | 20210902
5875 | 2021-09-02T18:00 | 20210902
5876 | 2021-09-02T19:00 | 20210902
5877 | 2021-09-02T20:00 | 20210902
5878 | 2021-09-02T21:00 | 20210902
5879 | 2021-09-02T22:00 | 20210902
5880 | 2021-09-02T23:00 | 20210902
5881 | 2021-09-03T00:00 | 20210903
5882 | 2021-09-03T01:00 | 20210903
5883 | 2021-09-03T02:00 | 20210903
5884 | 2021-09-03T03:00 | 20210903
5885 | 2021-09-03T04:00 | 20210903
5886 | 2021-09-03T05:00 | 20210903
5887 | 2021-09-03T06:00 | 20210903
5888 | 2021-09-03T07:00 | 20210903
5889 | 2021-09-03T08:00 | 20210903
5890 | 2021-09-03T09:00 | 20210903
5891 | 2021-09-03T10:00 | 20210903
5892 | 2021-09-03T11:00 | 20210903
5893 | 2021-09-03T12:00 | 20210903
5894 | 2021-09-03T13:00 | 20210903
5895 | 2021-09-03T14:00 | 20210903
5896 | 2021-09-03T15:00 | 20210903
5897 | 2021-09-03T16:00 | 20210903
5898 | 2021-09-03T17:00 | 20210903
5899 | 2021-09-03T18:00 | 20210903
5900 | 2021-09-03T19:00 | 20210903
5901 | 2021-09-03T20:00 | 20210903
5902 | 2021-09-03T21:00 | 20210903
5903 | 2021-09-03T22:00 | 20210903
5904 | 2021-09-03T23:00 | 20210903
5905 | 2021-09-04T00:00 | 20210904
5906 | 2021-09-04T01:00 | 20210904
5907 | 2021-09-04T02:00 | 20210904
5908 | 2021-09-04T03:00 | 20210904
5909 | 2021-09-04T04:00 | 20210904
5910 | 2021-09-04T05:00 | 20210904
5911 | 2021-09-04T06:00 | 20210904
5912 | 2021-09-04T07:00 | 20210904
5913 | 2021-09-04T08:00 | 20210904
5914 | 2021-09-04T09:00 | 20210904
5915 | 2021-09-04T10:00 | 20210904
5916 | 2021-09-04T11:00 | 20210904
5917 | 2021-09-04T12:00 | 20210904
5918 | 2021-09-04T13:00 | 20210904
5919 | 2021-09-04T14:00 | 20210904
5920 | 2021-09-04T15:00 | 20210904
5921 | 2021-09-04T16:00 | 20210904
5922 | 2021-09-04T17:00 | 20210904
5923 | 2021-09-04T18:00 | 20210904
5924 | 2021-09-04T19:00 | 20210904
5925 | 2021-09-04T20:00 | 20210904
5926 | 2021-09-04T21:00 | 20210904
5927 | 2021-09-04T22:00 | 20210904
5928 | 2021-09-04T23:00 | 20210904
5929 | 2021-09-05T00:00 | 20210905
5930 | 2021-09-05T01:00 | 20210905
5931 | 2021-09-05T02:00 | 20210905
5932 | 2021-09-05T03:00 | 20210905
5933 | 2021-09-05T04:00 | 20210905
5934 | 2021-09-05T05:00 | 20210905
5935 | 2021-09-05T06:00 | 20210905
5936 | 2021-09-05T07:00 | 20210905
5937 | 2021-09-05T08:00 | 20210905
5938 | 2021-09-05T09:00 | 20210905
5939 | 2021-09-05T10:00 | 20210905
5940 | 2021-09-05T11:00 | 20210905
5941 | 2021-09-05T12:00 | 20210905
5942 | 2021-09-05T13:00 | 20210905
5943 | 2021-09-05T14:00 | 20210905
5944 | 2021-09-05T15:00 | 20210905
5945 | 2021-09-05T16:00 | 20210905
5946 | 2021-09-05T17:00 | 20210905
5947 | 2021-09-05T18:00 | 20210905
5948 | 2021-09-05T19:00 | 20210905
5949 | 2021-09-05T20:00 | 20210905
5950 | 2021-09-05T21:00 | 20210905
5951 | 2021-09-05T22:00 | 20210905
5952 | 2021-09-05T23:00 | 20210905
5953 | 2021-09-06T00:00 | 20210906
5954 | 2021-09-06T01:00 | 20210906
5955 | 2021-09-06T02:00 | 20210906
5956 | 2021-09-06T03:00 | 20210906
5957 | 2021-09-06T04:00 | 20210906
5958 | 2021-09-06T05:00 | 20210906
5959 | 2021-09-06T06:00 | 20210906
5960 | 2021-09-06T07:00 | 20210906
5961 | 2021-09-06T08:00 | 20210906
5962 | 2021-09-06T09:00 | 20210906
5963 | 2021-09-06T10:00 | 20210906
5964 | 2021-09-06T11:00 | 20210906
5965 | 2021-09-06T12:00 | 20210906
5966 | 2021-09-06T13:00 | 20210906
5967 | 2021-09-06T14:00 | 20210906
5968 | 2021-09-06T15:00 | 20210906
5969 | 2021-09-06T16:00 | 20210906
5970 | 2021-09-06T17:00 | 20210906
5971 | 2021-09-06T18:00 | 20210906
5972 | 2021-09-06T19:00 | 20210906
5973 | 2021-09-06T20:00 | 20210906
5974 | 2021-09-06T21:00 | 20210906
5975 | 2021-09-06T22:00 | 20210906
5976 | 2021-09-06T23:00 | 20210906
5977 | 2021-09-07T00:00 | 20210907
5978 | 2021-09-07T01:00 | 20210907
5979 | 2021-09-07T02:00 | 20210907
5980 | 2021-09-07T03:00 | 20210907
5981 | 2021-09-07T04:00 | 20210907
5982 | 2021-09-07T05:00 | 20210907
5983 | 2021-09-07T06:00 | 20210907
5984 | 2021-09-07T07:00 | 20210907
5985 | 2021-09-07T08:00 | 20210907
5986 | 2021-09-07T09:00 | 20210907
5987 | 2021-09-07T10:00 | 20210907
5988 | 2021-09-07T11:00 | 20210907
5989 | 2021-09-07T12:00 | 20210907
5990 | 2021-09-07T13:00 | 20210907
5991 | 2021-09-07T14:00 | 20210907
5992 | 2021-09-07T15:00 | 20210907
5993 | 2021-09-07T16:00 | 20210907
5994 | 2021-09-07T17:00 | 20210907
5995 | 2021-09-07T18:00 | 20210907
5996 | 2021-09-07T19:00 | 20210907
5997 | 2021-09-07T20:00 | 20210907
5998 | 2021-09-07T21:00 | 20210907
5999 | 2021-09-07T22:00 | 20210907
6000 | 2021-09-07T23:00 | 20210907
6001 | 2021-09-08T00:00 | 20210908
6002 | 2021-09-08T01:00 | 20210908
6003 | 2021-09-08T02:00 | 20210908
6004 | 2021-09-08T03:00 | 20210908
6005 | 2021-09-08T04:00 | 20210908
6006 | 2021-09-08T05:00 | 20210908
6007 | 2021-09-08T06:00 | 20210908
6008 | 2021-09-08T07:00 | 20210908
6009 | 2021-09-08T08:00 | 20210908
6010 | 2021-09-08T09:00 | 20210908
6011 | 2021-09-08T10:00 | 20210908
6012 | 2021-09-08T11:00 | 20210908
6013 | 2021-09-08T12:00 | 20210908
6014 | 2021-09-08T13:00 | 20210908
6015 | 2021-09-08T14:00 | 20210908
6016 | 2021-09-08T15:00 | 20210908
6017 | 2021-09-08T16:00 | 20210908
6018 | 2021-09-08T17:00 | 20210908
6019 | 2021-09-08T18:00 | 20210908
6020 | 2021-09-08T19:00 | 20210908
6021 | 2021-09-08T20:00 | 20210908
6022 | 2021-09-08T21:00 | 20210908
6023 | 2021-09-08T22:00 | 20210908
6024 | 2021-09-08T23:00 | 20210908
6025 | 2021-09-09T00:00 | 20210909
6026 | 2021-09-09T01:00 | 20210909
6027 | 2021-09-09T02:00 | 20210909
6028 | 2021-09-09T03:00 | 20210909
6029 | 2021-09-09T04:00 | 20210909
6030 | 2021-09-09T05:00 | 20210909
6031 | 2021-09-09T06:00 | 20210909
6032 | 2021-09-09T07:00 | 20210909
6033 | 2021-09-09T08:00 | 20210909
6034 | 2021-09-09T09:00 | 20210909
6035 | 2021-09-09T10:00 | 20210909
6036 | 2021-09-09T11:00 | 20210909
6037 | 2021-09-09T12:00 | 20210909
6038 | 2021-09-09T13:00 | 20210909
6039 | 2021-09-09T14:00 | 20210909
6040 | 2021-09-09T15:00 | 20210909
6041 | 2021-09-09T16:00 | 20210909
6042 | 2021-09-09T17:00 | 20210909
6043 | 2021-09-09T18:00 | 20210909
6044 | 2021-09-09T19:00 | 20210909
6045 | 2021-09-09T20:00 | 20210909
6046 | 2021-09-09T21:00 | 20210909
6047 | 2021-09-09T22:00 | 20210909
6048 | 2021-09-09T23:00 | 20210909
6049 | 2021-09-10T00:00 | 20210910
6050 | 2021-09-10T01:00 | 20210910
6051 | 2021-09-10T02:00 | 20210910
6052 | 2021-09-10T03:00 | 20210910
6053 | 2021-09-10T04:00 | 20210910
6054 | 2021-09-10T05:00 | 20210910
6055 | 2021-09-10T06:00 | 20210910
6056 | 2021-09-10T07:00 | 20210910
6057 | 2021-09-10T08:00 | 20210910
6058 | 2021-09-10T09:00 | 20210910
6059 | 2021-09-10T10:00 | 20210910
6060 | 2021-09-10T11:00 | 20210910
6061 | 2021-09-10T12:00 | 20210910
6062 | 2021-09-10T13:00 | 20210910
6063 | 2021-09-10T14:00 | 20210910
6064 | 2021-09-10T15:00 | 20210910
6065 | 2021-09-10T16:00 | 20210910
6066 | 2021-09-10T17:00 | 20210910
6067 | 2021-09-10T18:00 | 20210910
6068 | 2021-09-10T19:00 | 20210910
6069 | 2021-09-10T20:00 | 20210910
6070 | 2021-09-10T21:00 | 20210910
6071 | 2021-09-10T22:00 | 20210910
6072 | 2021-09-10T23:00 | 20210910
6073 | 2021-09-11T00:00 | 20210911
6074 | 2021-09-11T01:00 | 20210911
6075 | 2021-09-11T02:00 | 20210911
6076 | 2021-09-11T03:00 | 20210911
6077 | 2021-09-11T04:00 | 20210911
6078 | 2021-09-11T05:00 | 20210911
6079 | 2021-09-11T06:00 | 20210911
6080 | 2021-09-11T07:00 | 20210911
6081 | 2021-09-11T08:00 | 20210911
6082 | 2021-09-11T09:00 | 20210911
6083 | 2021-09-11T10:00 | 20210911
6084 | 2021-09-11T11:00 | 20210911
6085 | 2021-09-11T12:00 | 20210911
6086 | 2021-09-11T13:00 | 20210911
6087 | 2021-09-11T14:00 | 20210911
6088 | 2021-09-11T15:00 | 20210911
6089 | 2021-09-11T16:00 | 20210911
6090 | 2021-09-11T17:00 | 20210911
6091 | 2021-09-11T18:00 | 20210911
6092 | 2021-09-11T19:00 | 20210911
6093 | 2021-09-11T20:00 | 20210911
6094 | 2021-09-11T21:00 | 20210911
6095 | 2021-09-11T22:00 | 20210911
6096 | 2021-09-11T23:00 | 20210911
6097 | 2021-09-12T00:00 | 20210912
6098 | 2021-09-12T01:00 | 20210912
6099 | 2021-09-12T02:00 | 20210912
6100 | 2021-09-12T03:00 | 20210912
6101 | 2021-09-12T04:00 | 20210912
6102 | 2021-09-12T05:00 | 20210912
6103 | 2021-09-12T06:00 | 20210912
6104 | 2021-09-12T07:00 | 20210912
6105 | 2021-09-12T08:00 | 20210912
6106 | 2021-09-12T09:00 | 20210912
6107 | 2021-09-12T10:00 | 20210912
6108 | 2021-09-12T11:00 | 20210912
6109 | 2021-09-12T12:00 | 20210912
6110 | 2021-09-12T13:00 | 20210912
6111 | 2021-09-12T14:00 | 20210912
6112 | 2021-09-12T15:00 | 20210912
6113 | 2021-09-12T16:00 | 20210912
6114 | 2021-09-12T17:00 | 20210912
6115 | 2021-09-12T18:00 | 20210912
6116 | 2021-09-12T19:00 | 20210912
6117 | 2021-09-12T20:00 | 20210912
6118 | 2021-09-12T21:00 | 20210912
6119 | 2021-09-12T22:00 | 20210912
6120 | 2021-09-12T23:00 | 20210912
6121 | 2021-09-13T00:00 | 20210913
6122 | 2021-09-13T01:00 | 20210913
6123 | 2021-09-13T02:00 | 20210913
6124 | 2021-09-13T03:00 | 20210913
6125 | 2021-09-13T04:00 | 20210913
6126 | 2021-09-13T05:00 | 20210913
6127 | 2021-09-13T06:00 | 20210913
6128 | 2021-09-13T07:00 | 20210913
6129 | 2021-09-13T08:00 | 20210913
6130 | 2021-09-13T09:00 | 20210913
6131 | 2021-09-13T10:00 | 20210913
6132 | 2021-09-13T11:00 | 20210913
6133 | 2021-09-13T12:00 | 20210913
6134 | 2021-09-13T13:00 | 20210913
6135 | 2021-09-13T14:00 | 20210913
6136 | 2021-09-13T15:00 | 20210913
6137 | 2021-09-13T16:00 | 20210913
6138 | 2021-09-13T17:00 | 20210913
6139 | 2021-09-13T18:00 | 20210913
6140 | 2021-09-13T19:00 | 20210913
6141 | 2021-09-13T20:00 | 20210913
6142 | 2021-09-13T21:00 | 20210913
6143 | 2021-09-13T22:00 | 20210913
6144 | 2021-09-13T23:00 | 20210913
6145 | 2021-09-14T00:00 | 20210914
6146 | 2021-09-14T01:00 | 20210914
6147 | 2021-09-14T02:00 | 20210914
6148 | 2021-09-14T03:00 | 20210914
6149 | 2021-09-14T04:00 | 20210914
6150 | 2021-09-14T05:00 | 20210914
6151 | 2021-09-14T06:00 | 20210914
6152 | 2021-09-14T07:00 | 20210914
6153 | 2021-09-14T08:00 | 20210914
6154 | 2021-09-14T09:00 | 20210914
6155 | 2021-09-14T10:00 | 20210914
6156 | 2021-09-14T11:00 | 20210914
6157 | 2021-09-14T12:00 | 20210914
6158 | 2021-09-14T13:00 | 20210914
6159 | 2021-09-14T14:00 | 20210914
6160 | 2021-09-14T15:00 | 20210914
6161 | 2021-09-14T16:00 | 20210914
6162 | 2021-09-14T17:00 | 20210914
6163 | 2021-09-14T18:00 | 20210914
6164 | 2021-09-14T19:00 | 20210914
6165 | 2021-09-14T20:00 | 20210914
6166 | 2021-09-14T21:00 | 20210914
6167 | 2021-09-14T22:00 | 20210914
6168 | 2021-09-14T23:00 | 20210914
6169 | 2021-09-15T00:00 | 20210915
6170 | 2021-09-15T01:00 | 20210915
6171 | 2021-09-15T02:00 | 20210915
6172 | 2021-09-15T03:00 | 20210915
6173 | 2021-09-15T04:00 | 20210915
6174 | 2021-09-15T05:00 | 20210915
6175 | 2021-09-15T06:00 | 20210915
6176 | 2021-09-15T07:00 | 20210915
6177 | 2021-09-15T08:00 | 20210915
6178 | 2021-09-15T09:00 | 20210915
6179 | 2021-09-15T10:00 | 20210915
6180 | 2021-09-15T11:00 | 20210915
6181 | 2021-09-15T12:00 | 20210915
6182 | 2021-09-15T13:00 | 20210915
6183 | 2021-09-15T14:00 | 20210915
6184 | 2021-09-15T15:00 | 20210915
6185 | 2021-09-15T16:00 | 20210915
6186 | 2021-09-15T17:00 | 20210915
6187 | 2021-09-15T18:00 | 20210915
6188 | 2021-09-15T19:00 | 20210915
6189 | 2021-09-15T20:00 | 20210915
6190 | 2021-09-15T21:00 | 20210915
6191 | 2021-09-15T22:00 | 20210915
6192 | 2021-09-15T23:00 | 20210915
6193 | 2021-09-16T00:00 | 20210916
6194 | 2021-09-16T01:00 | 20210916
6195 | 2021-09-16T02:00 | 20210916
6196 | 2021-09-16T03:00 | 20210916
6197 | 2021-09-16T04:00 | 20210916
6198 | 2021-09-16T05:00 | 20210916
6199 | 2021-09-16T06:00 | 20210916
6200 | 2021-09-16T07:00 | 20210916
6201 | 2021-09-16T08:00 | 20210916
6202 | 2021-09-16T09:00 | 20210916
6203 | 2021-09-16T10:00 | 20210916
6204 | 2021-09-16T11:00 | 20210916
6205 | 2021-09-16T12:00 | 20210916
6206 | 2021-09-16T13:00 | 20210916
6207 | 2021-09-16T14:00 | 20210916
6208 | 2021-09-16T15:00 | 20210916
6209 | 2021-09-16T16:00 | 20210916
6210 | 2021-09-16T17:00 | 20210916
6211 | 2021-09-16T18:00 | 20210916
6212 | 2021-09-16T19:00 | 20210916
6213 | 2021-09-16T20:00 | 20210916
6214 | 2021-09-16T21:00 | 20210916
6215 | 2021-09-16T22:00 | 20210916
6216 | 2021-09-16T23:00 | 20210916
6217 | 2021-09-17T00:00 | 20210917
6218 | 2021-09-17T01:00 | 20210917
6219 | 2021-09-17T02:00 | 20210917
6220 | 2021-09-17T03:00 | 20210917
6221 | 2021-09-17T04:00 | 20210917
6222 | 2021-09-17T05:00 | 20210917
6223 | 2021-09-17T06:00 | 20210917
6224 | 2021-09-17T07:00 | 20210917
6225 | 2021-09-17T08:00 | 20210917
6226 | 2021-09-17T09:00 | 20210917
6227 | 2021-09-17T10:00 | 20210917
6228 | 2021-09-17T11:00 | 20210917
6229 | 2021-09-17T12:00 | 20210917
6230 | 2021-09-17T13:00 | 20210917
6231 | 2021-09-17T14:00 | 20210917
6232 | 2021-09-17T15:00 | 20210917
6233 | 2021-09-17T16:00 | 20210917
6234 | 2021-09-17T17:00 | 20210917
6235 | 2021-09-17T18:00 | 20210917
6236 | 2021-09-17T19:00 | 20210917
6237 | 2021-09-17T20:00 | 20210917
6238 | 2021-09-17T21:00 | 20210917
6239 | 2021-09-17T22:00 | 20210917
6240 | 2021-09-17T23:00 | 20210917
6241 | 2021-09-18T00:00 | 20210918
6242 | 2021-09-18T01:00 | 20210918
6243 | 2021-09-18T02:00 | 20210918
6244 | 2021-09-18T03:00 | 20210918
6245 | 2021-09-18T04:00 | 20210918
6246 | 2021-09-18T05:00 | 20210918
6247 | 2021-09-18T06:00 | 20210918
6248 | 2021-09-18T07:00 | 20210918
6249 | 2021-09-18T08:00 | 20210918
6250 | 2021-09-18T09:00 | 20210918
6251 | 2021-09-18T10:00 | 20210918
6252 | 2021-09-18T11:00 | 20210918
6253 | 2021-09-18T12:00 | 20210918
6254 | 2021-09-18T13:00 | 20210918
6255 | 2021-09-18T14:00 | 20210918
6256 | 2021-09-18T15:00 | 20210918
6257 | 2021-09-18T16:00 | 20210918
6258 | 2021-09-18T17:00 | 20210918
6259 | 2021-09-18T18:00 | 20210918
6260 | 2021-09-18T19:00 | 20210918
6261 | 2021-09-18T20:00 | 20210918
6262 | 2021-09-18T21:00 | 20210918
6263 | 2021-09-18T22:00 | 20210918
6264 | 2021-09-18T23:00 | 20210918
6265 | 2021-09-19T00:00 | 20210919
6266 | 2021-09-19T01:00 | 20210919
6267 | 2021-09-19T02:00 | 20210919
6268 | 2021-09-19T03:00 | 20210919
6269 | 2021-09-19T04:00 | 20210919
6270 | 2021-09-19T05:00 | 20210919
6271 | 2021-09-19T06:00 | 20210919
6272 | 2021-09-19T07:00 | 20210919
6273 | 2021-09-19T08:00 | 20210919
6274 | 2021-09-19T09:00 | 20210919
6275 | 2021-09-19T10:00 | 20210919
6276 | 2021-09-19T11:00 | 20210919
6277 | 2021-09-19T12:00 | 20210919
6278 | 2021-09-19T13:00 | 20210919
6279 | 2021-09-19T14:00 | 20210919
6280 | 2021-09-19T15:00 | 20210919
6281 | 2021-09-19T16:00 | 20210919
6282 | 2021-09-19T17:00 | 20210919
6283 | 2021-09-19T18:00 | 20210919
6284 | 2021-09-19T19:00 | 20210919
6285 | 2021-09-19T20:00 | 20210919
6286 | 2021-09-19T21:00 | 20210919
6287 | 2021-09-19T22:00 | 20210919
6288 | 2021-09-19T23:00 | 20210919
6289 | 2021-09-20T00:00 | 20210920
6290 | 2021-09-20T01:00 | 20210920
6291 | 2021-09-20T02:00 | 20210920
6292 | 2021-09-20T03:00 | 20210920
6293 | 2021-09-20T04:00 | 20210920
6294 | 2021-09-20T05:00 | 20210920
6295 | 2021-09-20T06:00 | 20210920
6296 | 2021-09-20T07:00 | 20210920
6297 | 2021-09-20T08:00 | 20210920
6298 | 2021-09-20T09:00 | 20210920
6299 | 2021-09-20T10:00 | 20210920
6300 | 2021-09-20T11:00 | 20210920
6301 | 2021-09-20T12:00 | 20210920
6302 | 2021-09-20T13:00 | 20210920
6303 | 2021-09-20T14:00 | 20210920
6304 | 2021-09-20T15:00 | 20210920
6305 | 2021-09-20T16:00 | 20210920
6306 | 2021-09-20T17:00 | 20210920
6307 | 2021-09-20T18:00 | 20210920
6308 | 2021-09-20T19:00 | 20210920
6309 | 2021-09-20T20:00 | 20210920
6310 | 2021-09-20T21:00 | 20210920
6311 | 2021-09-20T22:00 | 20210920
6312 | 2021-09-20T23:00 | 20210920
6313 | 2021-09-21T00:00 | 20210921
6314 | 2021-09-21T01:00 | 20210921
6315 | 2021-09-21T02:00 | 20210921
6316 | 2021-09-21T03:00 | 20210921
6317 | 2021-09-21T04:00 | 20210921
6318 | 2021-09-21T05:00 | 20210921
6319 | 2021-09-21T06:00 | 20210921
6320 | 2021-09-21T07:00 | 20210921
6321 | 2021-09-21T08:00 | 20210921
6322 | 2021-09-21T09:00 | 20210921
6323 | 2021-09-21T10:00 | 20210921
6324 | 2021-09-21T11:00 | 20210921
6325 | 2021-09-21T12:00 | 20210921
6326 | 2021-09-21T13:00 | 20210921
6327 | 2021-09-21T14:00 | 20210921
6328 | 2021-09-21T15:00 | 20210921
6329 | 2021-09-21T16:00 | 20210921
6330 | 2021-09-21T17:00 | 20210921
6331 | 2021-09-21T18:00 | 20210921
6332 | 2021-09-21T19:00 | 20210921
6333 | 2021-09-21T20:00 | 20210921
6334 | 2021-09-21T21:00 | 20210921
6335 | 2021-09-21T22:00 | 20210921
6336 | 2021-09-21T23:00 | 20210921
6337 | 2021-09-22T00:00 | 20210922
6338 | 2021-09-22T01:00 | 20210922
6339 | 2021-09-22T02:00 | 20210922
6340 | 2021-09-22T03:00 | 20210922
6341 | 2021-09-22T04:00 | 20210922
6342 | 2021-09-22T05:00 | 20210922
6343 | 2021-09-22T06:00 | 20210922
6344 | 2021-09-22T07:00 | 20210922
6345 | 2021-09-22T08:00 | 20210922
6346 | 2021-09-22T09:00 | 20210922
6347 | 2021-09-22T10:00 | 20210922
6348 | 2021-09-22T11:00 | 20210922
6349 | 2021-09-22T12:00 | 20210922
6350 | 2021-09-22T13:00 | 20210922
6351 | 2021-09-22T14:00 | 20210922
6352 | 2021-09-22T15:00 | 20210922
6353 | 2021-09-22T16:00 | 20210922
6354 | 2021-09-22T17:00 | 20210922
6355 | 2021-09-22T18:00 | 20210922
6356 | 2021-09-22T19:00 | 20210922
6357 | 2021-09-22T20:00 | 20210922
6358 | 2021-09-22T21:00 | 20210922
6359 | 2021-09-22T22:00 | 20210922
6360 | 2021-09-22T23:00 | 20210922
6361 | 2021-09-23T00:00 | 20210923
6362 | 2021-09-23T01:00 | 20210923
6363 | 2021-09-23T02:00 | 20210923
6364 | 2021-09-23T03:00 | 20210923
6365 | 2021-09-23T04:00 | 20210923
6366 | 2021-09-23T05:00 | 20210923
6367 | 2021-09-23T06:00 | 20210923
6368 | 2021-09-23T07:00 | 20210923
6369 | 2021-09-23T08:00 | 20210923
6370 | 2021-09-23T09:00 | 20210923
6371 | 2021-09-23T10:00 | 20210923
6372 | 2021-09-23T11:00 | 20210923
6373 | 2021-09-23T12:00 | 20210923
6374 | 2021-09-23T13:00 | 20210923
6375 | 2021-09-23T14:00 | 20210923
6376 | 2021-09-23T15:00 | 20210923
6377 | 2021-09-23T16:00 | 20210923
6378 | 2021-09-23T17:00 | 20210923
6379 | 2021-09-23T18:00 | 20210923
6380 | 2021-09-23T19:00 | 20210923
6381 | 2021-09-23T20:00 | 20210923
6382 | 2021-09-23T21:00 | 20210923
6383 | 2021-09-23T22:00 | 20210923
6384 | 2021-09-23T23:00 | 20210923
6385 | 2021-09-24T00:00 | 20210924
6386 | 2021-09-24T01:00 | 20210924
6387 | 2021-09-24T02:00 | 20210924
6388 | 2021-09-24T03:00 | 20210924
6389 | 2021-09-24T04:00 | 20210924
6390 | 2021-09-24T05:00 | 20210924
6391 | 2021-09-24T06:00 | 20210924
6392 | 2021-09-24T07:00 | 20210924
6393 | 2021-09-24T08:00 | 20210924
6394 | 2021-09-24T09:00 | 20210924
6395 | 2021-09-24T10:00 | 20210924
6396 | 2021-09-24T11:00 | 20210924
6397 | 2021-09-24T12:00 | 20210924
6398 | 2021-09-24T13:00 | 20210924
6399 | 2021-09-24T14:00 | 20210924
6400 | 2021-09-24T15:00 | 20210924
6401 | 2021-09-24T16:00 | 20210924
6402 | 2021-09-24T17:00 | 20210924
6403 | 2021-09-24T18:00 | 20210924
6404 | 2021-09-24T19:00 | 20210924
6405 | 2021-09-24T20:00 | 20210924
6406 | 2021-09-24T21:00 | 20210924
6407 | 2021-09-24T22:00 | 20210924
6408 | 2021-09-24T23:00 | 20210924
6409 | 2021-09-25T00:00 | 20210925
6410 | 2021-09-25T01:00 | 20210925
6411 | 2021-09-25T02:00 | 20210925
6412 | 2021-09-25T03:00 | 20210925
6413 | 2021-09-25T04:00 | 20210925
6414 | 2021-09-25T05:00 | 20210925
6415 | 2021-09-25T06:00 | 20210925
6416 | 2021-09-25T07:00 | 20210925
6417 | 2021-09-25T08:00 | 20210925
6418 | 2021-09-25T09:00 | 20210925
6419 | 2021-09-25T10:00 | 20210925
6420 | 2021-09-25T11:00 | 20210925
6421 | 2021-09-25T12:00 | 20210925
6422 | 2021-09-25T13:00 | 20210925
6423 | 2021-09-25T14:00 | 20210925
6424 | 2021-09-25T15:00 | 20210925
6425 | 2021-09-25T16:00 | 20210925
6426 | 2021-09-25T17:00 | 20210925
6427 | 2021-09-25T18:00 | 20210925
6428 | 2021-09-25T19:00 | 20210925
6429 | 2021-09-25T20:00 | 20210925
6430 | 2021-09-25T21:00 | 20210925
6431 | 2021-09-25T22:00 | 20210925
6432 | 2021-09-25T23:00 | 20210925
6433 | 2021-09-26T00:00 | 20210926
6434 | 2021-09-26T01:00 | 20210926
6435 | 2021-09-26T02:00 | 20210926
6436 | 2021-09-26T03:00 | 20210926
6437 | 2021-09-26T04:00 | 20210926
6438 | 2021-09-26T05:00 | 20210926
6439 | 2021-09-26T06:00 | 20210926
6440 | 2021-09-26T07:00 | 20210926
6441 | 2021-09-26T08:00 | 20210926
6442 | 2021-09-26T09:00 | 20210926
6443 | 2021-09-26T10:00 | 20210926
6444 | 2021-09-26T11:00 | 20210926
6445 | 2021-09-26T12:00 | 20210926
6446 | 2021-09-26T13:00 | 20210926
6447 | 2021-09-26T14:00 | 20210926
6448 | 2021-09-26T15:00 | 20210926
6449 | 2021-09-26T16:00 | 20210926
6450 | 2021-09-26T17:00 | 20210926
6451 | 2021-09-26T18:00 | 20210926
6452 | 2021-09-26T19:00 | 20210926
6453 | 2021-09-26T20:00 | 20210926
6454 | 2021-09-26T21:00 | 20210926
6455 | 2021-09-26T22:00 | 20210926
6456 | 2021-09-26T23:00 | 20210926
6457 | 2021-09-27T00:00 | 20210927
6458 | 2021-09-27T01:00 | 20210927
6459 | 2021-09-27T02:00 | 20210927
6460 | 2021-09-27T03:00 | 20210927
6461 | 2021-09-27T04:00 | 20210927
6462 | 2021-09-27T05:00 | 20210927
6463 | 2021-09-27T06:00 | 20210927
6464 | 2021-09-27T07:00 | 20210927
6465 | 2021-09-27T08:00 | 20210927
6466 | 2021-09-27T09:00 | 20210927
6467 | 2021-09-27T10:00 | 20210927
6468 | 2021-09-27T11:00 | 20210927
6469 | 2021-09-27T12:00 | 20210927
6470 | 2021-09-27T13:00 | 20210927
6471 | 2021-09-27T14:00 | 20210927
6472 | 2021-09-27T15:00 | 20210927
6473 | 2021-09-27T16:00 | 20210927
6474 | 2021-09-27T17:00 | 20210927
6475 | 2021-09-27T18:00 | 20210927
6476 | 2021-09-27T19:00 | 20210927
6477 | 2021-09-27T20:00 | 20210927
6478 | 2021-09-27T21:00 | 20210927
6479 | 2021-09-27T22:00 | 20210927
6480 | 2021-09-27T23:00 | 20210927
6481 | 2021-09-28T00:00 | 20210928
6482 | 2021-09-28T01:00 | 20210928
6483 | 2021-09-28T02:00 | 20210928
6484 | 2021-09-28T03:00 | 20210928
6485 | 2021-09-28T04:00 | 20210928
6486 | 2021-09-28T05:00 | 20210928
6487 | 2021-09-28T06:00 | 20210928
6488 | 2021-09-28T07:00 | 20210928
6489 | 2021-09-28T08:00 | 20210928
6490 | 2021-09-28T09:00 | 20210928
6491 | 2021-09-28T10:00 | 20210928
6492 | 2021-09-28T11:00 | 20210928
6493 | 2021-09-28T12:00 | 20210928
6494 | 2021-09-28T13:00 | 20210928
6495 | 2021-09-28T14:00 | 20210928
6496 | 2021-09-28T15:00 | 20210928
6497 | 2021-09-28T16:00 | 20210928
6498 | 2021-09-28T17:00 | 20210928
6499 | 2021-09-28T18:00 | 20210928
6500 | 2021-09-28T19:00 | 20210928
6501 | 2021-09-28T20:00 | 20210928
6502 | 2021-09-28T21:00 | 20210928
6503 | 2021-09-28T22:00 | 20210928
6504 | 2021-09-28T23:00 | 20210928
6505 | 2021-09-29T00:00 | 20210929
6506 | 2021-09-29T01:00 | 20210929
6507 | 2021-09-29T02:00 | 20210929
6508 | 2021-09-29T03:00 | 20210929
6509 | 2021-09-29T04:00 | 20210929
6510 | 2021-09-29T05:00 | 20210929
6511 | 2021-09-29T06:00 | 20210929
6512 | 2021-09-29T07:00 | 20210929
6513 | 2021-09-29T08:00 | 20210929
6514 | 2021-09-29T09:00 | 20210929
6515 | 2021-09-29T10:00 | 20210929
6516 | 2021-09-29T11:00 | 20210929
6517 | 2021-09-29T12:00 | 20210929
6518 | 2021-09-29T13:00 | 20210929
6519 | 2021-09-29T14:00 | 20210929
6520 | 2021-09-29T15:00 | 20210929
6521 | 2021-09-29T16:00 | 20210929
6522 | 2021-09-29T17:00 | 20210929
6523 | 2021-09-29T18:00 | 20210929
6524 | 2021-09-29T19:00 | 20210929
6525 | 2021-09-29T20:00 | 20210929
6526 | 2021-09-29T21:00 | 20210929
6527 | 2021-09-29T22:00 | 20210929
6528 | 2021-09-29T23:00 | 20210929
6529 | 2021-09-30T00:00 | 20210930
6530 | 2021-09-30T01:00 | 20210930
6531 | 2021-09-30T02:00 | 20210930
6532 | 2021-09-30T03:00 | 20210930
6533 | 2021-09-30T04:00 | 20210930
6534 | 2021-09-30T05:00 | 20210930
6535 | 2021-09-30T06:00 | 20210930
6536 | 2021-09-30T07:00 | 20210930
6537 | 2021-09-30T08:00 | 20210930
6538 | 2021-09-30T09:00 | 20210930
6539 | 2021-09-30T10:00 | 20210930
6540 | 2021-09-30T11:00 | 20210930
6541 | 2021-09-30T12:00 | 20210930
6542 | 2021-09-30T13:00 | 20210930
6543 | 2021-09-30T14:00 | 20210930
6544 | 2021-09-30T15:00 | 20210930
6545 | 2021-09-30T16:00 | 20210930
6546 | 2021-09-30T17:00 | 20210930
6547 | 2021-09-30T18:00 | 20210930
6548 | 2021-09-30T19:00 | 20210930
6549 | 2021-09-30T20:00 | 20210930
6550 | 2021-09-30T21:00 | 20210930
6551 | 2021-09-30T22:00 | 20210930
6552 | 2021-09-30T23:00 | 20210930
6553 | 2021-10-01T00:00 | 20211001
6554 | 2021-10-01T01:00 | 20211001
6555 | 2021-10-01T02:00 | 20211001
6556 | 2021-10-01T03:00 | 20211001
6557 | 2021-10-01T04:00 | 20211001
6558 | 2021-10-01T05:00 | 20211001
6559 | 2021-10-01T06:00 | 20211001
6560 | 2021-10-01T07:00 | 20211001
6561 | 2021-10-01T08:00 | 20211001
6562 | 2021-10-01T09:00 | 20211001
6563 | 2021-10-01T10:00 | 20211001
6564 | 2021-10-01T11:00 | 20211001
6565 | 2021-10-01T12:00 | 20211001
6566 | 2021-10-01T13:00 | 20211001
6567 | 2021-10-01T14:00 | 20211001
6568 | 2021-10-01T15:00 | 20211001
6569 | 2021-10-01T16:00 | 20211001
6570 | 2021-10-01T17:00 | 20211001
6571 | 2021-10-01T18:00 | 20211001
6572 | 2021-10-01T19:00 | 20211001
6573 | 2021-10-01T20:00 | 20211001
6574 | 2021-10-01T21:00 | 20211001
6575 | 2021-10-01T22:00 | 20211001
6576 | 2021-10-01T23:00 | 20211001
6577 | 2021-10-02T00:00 | 20211002
6578 | 2021-10-02T01:00 | 20211002
6579 | 2021-10-02T02:00 | 20211002
6580 | 2021-10-02T03:00 | 20211002
6581 | 2021-10-02T04:00 | 20211002
6582 | 2021-10-02T05:00 | 20211002
6583 | 2021-10-02T06:00 | 20211002
6584 | 2021-10-02T07:00 | 20211002
6585 | 2021-10-02T08:00 | 20211002
6586 | 2021-10-02T09:00 | 20211002
6587 | 2021-10-02T10:00 | 20211002
6588 | 2021-10-02T11:00 | 20211002
6589 | 2021-10-02T12:00 | 20211002
6590 | 2021-10-02T13:00 | 20211002
6591 | 2021-10-02T14:00 | 20211002
6592 | 2021-10-02T15:00 | 20211002
6593 | 2021-10-02T16:00 | 20211002
6594 | 2021-10-02T17:00 | 20211002
6595 | 2021-10-02T18:00 | 20211002
6596 | 2021-10-02T19:00 | 20211002
6597 | 2021-10-02T20:00 | 20211002
6598 | 2021-10-02T21:00 | 20211002
6599 | 2021-10-02T22:00 | 20211002
6600 | 2021-10-02T23:00 | 20211002
6601 | 2021-10-03T00:00 | 20211003
6602 | 2021-10-03T01:00 | 20211003
6603 | 2021-10-03T02:00 | 20211003
6604 | 2021-10-03T03:00 | 20211003
6605 | 2021-10-03T04:00 | 20211003
6606 | 2021-10-03T05:00 | 20211003
6607 | 2021-10-03T06:00 | 20211003
6608 | 2021-10-03T07:00 | 20211003
6609 | 2021-10-03T08:00 | 20211003
6610 | 2021-10-03T09:00 | 20211003
6611 | 2021-10-03T10:00 | 20211003
6612 | 2021-10-03T11:00 | 20211003
6613 | 2021-10-03T12:00 | 20211003
6614 | 2021-10-03T13:00 | 20211003
6615 | 2021-10-03T14:00 | 20211003
6616 | 2021-10-03T15:00 | 20211003
6617 | 2021-10-03T16:00 | 20211003
6618 | 2021-10-03T17:00 | 20211003
6619 | 2021-10-03T18:00 | 20211003
6620 | 2021-10-03T19:00 | 20211003
6621 | 2021-10-03T20:00 | 20211003
6622 | 2021-10-03T21:00 | 20211003
6623 | 2021-10-03T22:00 | 20211003
6624 | 2021-10-03T23:00 | 20211003
6625 | 2021-10-04T00:00 | 20211004
6626 | 2021-10-04T01:00 | 20211004
6627 | 2021-10-04T02:00 | 20211004
6628 | 2021-10-04T03:00 | 20211004
6629 | 2021-10-04T04:00 | 20211004
6630 | 2021-10-04T05:00 | 20211004
6631 | 2021-10-04T06:00 | 20211004
6632 | 2021-10-04T07:00 | 20211004
6633 | 2021-10-04T08:00 | 20211004
6634 | 2021-10-04T09:00 | 20211004
6635 | 2021-10-04T10:00 | 20211004
6636 | 2021-10-04T11:00 | 20211004
6637 | 2021-10-04T12:00 | 20211004
6638 | 2021-10-04T13:00 | 20211004
6639 | 2021-10-04T14:00 | 20211004
6640 | 2021-10-04T15:00 | 20211004
6641 | 2021-10-04T16:00 | 20211004
6642 | 2021-10-04T17:00 | 20211004
6643 | 2021-10-04T18:00 | 20211004
6644 | 2021-10-04T19:00 | 20211004
6645 | 2021-10-04T20:00 | 20211004
6646 | 2021-10-04T21:00 | 20211004
6647 | 2021-10-04T22:00 | 20211004
6648 | 2021-10-04T23:00 | 20211004
6649 | 2021-10-05T00:00 | 20211005
6650 | 2021-10-05T01:00 | 20211005
6651 | 2021-10-05T02:00 | 20211005
6652 | 2021-10-05T03:00 | 20211005
6653 | 2021-10-05T04:00 | 20211005
6654 | 2021-10-05T05:00 | 20211005
6655 | 2021-10-05T06:00 | 20211005
6656 | 2021-10-05T07:00 | 20211005
6657 | 2021-10-05T08:00 | 20211005
6658 | 2021-10-05T09:00 | 20211005
6659 | 2021-10-05T10:00 | 20211005
6660 | 2021-10-05T11:00 | 20211005
6661 | 2021-10-05T12:00 | 20211005
6662 | 2021-10-05T13:00 | 20211005
6663 | 2021-10-05T14:00 | 20211005
6664 | 2021-10-05T15:00 | 20211005
6665 | 2021-10-05T16:00 | 20211005
6666 | 2021-10-05T17:00 | 20211005
6667 | 2021-10-05T18:00 | 20211005
6668 | 2021-10-05T19:00 | 20211005
6669 | 2021-10-05T20:00 | 20211005
6670 | 2021-10-05T21:00 | 20211005
6671 | 2021-10-05T22:00 | 20211005
6672 | 2021-10-05T23:00 | 20211005
6673 | 2021-10-06T00:00 | 20211006
6674 | 2021-10-06T01:00 | 20211006
6675 | 2021-10-06T02:00 | 20211006
6676 | 2021-10-06T03:00 | 20211006
6677 | 2021-10-06T04:00 | 20211006
6678 | 2021-10-06T05:00 | 20211006
6679 | 2021-10-06T06:00 | 20211006
6680 | 2021-10-06T07:00 | 20211006
6681 | 2021-10-06T08:00 | 20211006
6682 | 2021-10-06T09:00 | 20211006
6683 | 2021-10-06T10:00 | 20211006
6684 | 2021-10-06T11:00 | 20211006
6685 | 2021-10-06T12:00 | 20211006
6686 | 2021-10-06T13:00 | 20211006
6687 | 2021-10-06T14:00 | 20211006
6688 | 2021-10-06T15:00 | 20211006
6689 | 2021-10-06T16:00 | 20211006
6690 | 2021-10-06T17:00 | 20211006
6691 | 2021-10-06T18:00 | 20211006
6692 | 2021-10-06T19:00 | 20211006
6693 | 2021-10-06T20:00 | 20211006
6694 | 2021-10-06T21:00 | 20211006
6695 | 2021-10-06T22:00 | 20211006
6696 | 2021-10-06T23:00 | 20211006
6697 | 2021-10-07T00:00 | 20211007
6698 | 2021-10-07T01:00 | 20211007
6699 | 2021-10-07T02:00 | 20211007
6700 | 2021-10-07T03:00 | 20211007
6701 | 2021-10-07T04:00 | 20211007
6702 | 2021-10-07T05:00 | 20211007
6703 | 2021-10-07T06:00 | 20211007
6704 | 2021-10-07T07:00 | 20211007
6705 | 2021-10-07T08:00 | 20211007
6706 | 2021-10-07T09:00 | 20211007
6707 | 2021-10-07T10:00 | 20211007
6708 | 2021-10-07T11:00 | 20211007
6709 | 2021-10-07T12:00 | 20211007
6710 | 2021-10-07T13:00 | 20211007
6711 | 2021-10-07T14:00 | 20211007
6712 | 2021-10-07T15:00 | 20211007
6713 | 2021-10-07T16:00 | 20211007
6714 | 2021-10-07T17:00 | 20211007
6715 | 2021-10-07T18:00 | 20211007
6716 | 2021-10-07T19:00 | 20211007
6717 | 2021-10-07T20:00 | 20211007
6718 | 2021-10-07T21:00 | 20211007
6719 | 2021-10-07T22:00 | 20211007
6720 | 2021-10-07T23:00 | 20211007
6721 | 2021-10-08T00:00 | 20211008
6722 | 2021-10-08T01:00 | 20211008
6723 | 2021-10-08T02:00 | 20211008
6724 | 2021-10-08T03:00 | 20211008
6725 | 2021-10-08T04:00 | 20211008
6726 | 2021-10-08T05:00 | 20211008
6727 | 2021-10-08T06:00 | 20211008
6728 | 2021-10-08T07:00 | 20211008
6729 | 2021-10-08T08:00 | 20211008
6730 | 2021-10-08T09:00 | 20211008
6731 | 2021-10-08T10:00 | 20211008
6732 | 2021-10-08T11:00 | 20211008
6733 | 2021-10-08T12:00 | 20211008
6734 | 2021-10-08T13:00 | 20211008
6735 | 2021-10-08T14:00 | 20211008
6736 | 2021-10-08T15:00 | 20211008
6737 | 2021-10-08T16:00 | 20211008
6738 | 2021-10-08T17:00 | 20211008
6739 | 2021-10-08T18:00 | 20211008
6740 | 2021-10-08T19:00 | 20211008
6741 | 2021-10-08T20:00 | 20211008
6742 | 2021-10-08T21:00 | 20211008
6743 | 2021-10-08T22:00 | 20211008
6744 | 2021-10-08T23:00 | 20211008
6745 | 2021-10-09T00:00 | 20211009
6746 | 2021-10-09T01:00 | 20211009
6747 | 2021-10-09T02:00 | 20211009
6748 | 2021-10-09T03:00 | 20211009
6749 | 2021-10-09T04:00 | 20211009
6750 | 2021-10-09T05:00 | 20211009
6751 | 2021-10-09T06:00 | 20211009
6752 | 2021-10-09T07:00 | 20211009
6753 | 2021-10-09T08:00 | 20211009
6754 | 2021-10-09T09:00 | 20211009
6755 | 2021-10-09T10:00 | 20211009
6756 | 2021-10-09T11:00 | 20211009
6757 | 2021-10-09T12:00 | 20211009
6758 | 2021-10-09T13:00 | 20211009
6759 | 2021-10-09T14:00 | 20211009
6760 | 2021-10-09T15:00 | 20211009
6761 | 2021-10-09T16:00 | 20211009
6762 | 2021-10-09T17:00 | 20211009
6763 | 2021-10-09T18:00 | 20211009
6764 | 2021-10-09T19:00 | 20211009
6765 | 2021-10-09T20:00 | 20211009
6766 | 2021-10-09T21:00 | 20211009
6767 | 2021-10-09T22:00 | 20211009
6768 | 2021-10-09T23:00 | 20211009
6769 | 2021-10-10T00:00 | 20211010
6770 | 2021-10-10T01:00 | 20211010
6771 | 2021-10-10T02:00 | 20211010
6772 | 2021-10-10T03:00 | 20211010
6773 | 2021-10-10T04:00 | 20211010
6774 | 2021-10-10T05:00 | 20211010
6775 | 2021-10-10T06:00 | 20211010
6776 | 2021-10-10T07:00 | 20211010
6777 | 2021-10-10T08:00 | 20211010
6778 | 2021-10-10T09:00 | 20211010
6779 | 2021-10-10T10:00 | 20211010
6780 | 2021-10-10T11:00 | 20211010
6781 | 2021-10-10T12:00 | 20211010
6782 | 2021-10-10T13:00 | 20211010
6783 | 2021-10-10T14:00 | 20211010
6784 | 2021-10-10T15:00 | 20211010
6785 | 2021-10-10T16:00 | 20211010
6786 | 2021-10-10T17:00 | 20211010
6787 | 2021-10-10T18:00 | 20211010
6788 | 2021-10-10T19:00 | 20211010
6789 | 2021-10-10T20:00 | 20211010
6790 | 2021-10-10T21:00 | 20211010
6791 | 2021-10-10T22:00 | 20211010
6792 | 2021-10-10T23:00 | 20211010
6793 | 2021-10-11T00:00 | 20211011
6794 | 2021-10-11T01:00 | 20211011
6795 | 2021-10-11T02:00 | 20211011
6796 | 2021-10-11T03:00 | 20211011
6797 | 2021-10-11T04:00 | 20211011
6798 | 2021-10-11T05:00 | 20211011
6799 | 2021-10-11T06:00 | 20211011
6800 | 2021-10-11T07:00 | 20211011
6801 | 2021-10-11T08:00 | 20211011
6802 | 2021-10-11T09:00 | 20211011
6803 | 2021-10-11T10:00 | 20211011
6804 | 2021-10-11T11:00 | 20211011
6805 | 2021-10-11T12:00 | 20211011
6806 | 2021-10-11T13:00 | 20211011
6807 | 2021-10-11T14:00 | 20211011
6808 | 2021-10-11T15:00 | 20211011
6809 | 2021-10-11T16:00 | 20211011
6810 | 2021-10-11T17:00 | 20211011
6811 | 2021-10-11T18:00 | 20211011
6812 | 2021-10-11T19:00 | 20211011
6813 | 2021-10-11T20:00 | 20211011
6814 | 2021-10-11T21:00 | 20211011
6815 | 2021-10-11T22:00 | 20211011
6816 | 2021-10-11T23:00 | 20211011
6817 | 2021-10-12T00:00 | 20211012
6818 | 2021-10-12T01:00 | 20211012
6819 | 2021-10-12T02:00 | 20211012
6820 | 2021-10-12T03:00 | 20211012
6821 | 2021-10-12T04:00 | 20211012
6822 | 2021-10-12T05:00 | 20211012
6823 | 2021-10-12T06:00 | 20211012
6824 | 2021-10-12T07:00 | 20211012
6825 | 2021-10-12T08:00 | 20211012
6826 | 2021-10-12T09:00 | 20211012
6827 | 2021-10-12T10:00 | 20211012
6828 | 2021-10-12T11:00 | 20211012
6829 | 2021-10-12T12:00 | 20211012
6830 | 2021-10-12T13:00 | 20211012
6831 | 2021-10-12T14:00 | 20211012
6832 | 2021-10-12T15:00 | 20211012
6833 | 2021-10-12T16:00 | 20211012
6834 | 2021-10-12T17:00 | 20211012
6835 | 2021-10-12T18:00 | 20211012
6836 | 2021-10-12T19:00 | 20211012
6837 | 2021-10-12T20:00 | 20211012
6838 | 2021-10-12T21:00 | 20211012
6839 | 2021-10-12T22:00 | 20211012
6840 | 2021-10-12T23:00 | 20211012
6841 | 2021-10-13T00:00 | 20211013
6842 | 2021-10-13T01:00 | 20211013
6843 | 2021-10-13T02:00 | 20211013
6844 | 2021-10-13T03:00 | 20211013
6845 | 2021-10-13T04:00 | 20211013
6846 | 2021-10-13T05:00 | 20211013
6847 | 2021-10-13T06:00 | 20211013
6848 | 2021-10-13T07:00 | 20211013
6849 | 2021-10-13T08:00 | 20211013
6850 | 2021-10-13T09:00 | 20211013
6851 | 2021-10-13T10:00 | 20211013
6852 | 2021-10-13T11:00 | 20211013
6853 | 2021-10-13T12:00 | 20211013
6854 | 2021-10-13T13:00 | 20211013
6855 | 2021-10-13T14:00 | 20211013
6856 | 2021-10-13T15:00 | 20211013
6857 | 2021-10-13T16:00 | 20211013
6858 | 2021-10-13T17:00 | 20211013
6859 | 2021-10-13T18:00 | 20211013
6860 | 2021-10-13T19:00 | 20211013
6861 | 2021-10-13T20:00 | 20211013
6862 | 2021-10-13T21:00 | 20211013
6863 | 2021-10-13T22:00 | 20211013
6864 | 2021-10-13T23:00 | 20211013
6865 | 2021-10-14T00:00 | 20211014
6866 | 2021-10-14T01:00 | 20211014
6867 | 2021-10-14T02:00 | 20211014
6868 | 2021-10-14T03:00 | 20211014
6869 | 2021-10-14T04:00 | 20211014
6870 | 2021-10-14T05:00 | 20211014
6871 | 2021-10-14T06:00 | 20211014
6872 | 2021-10-14T07:00 | 20211014
6873 | 2021-10-14T08:00 | 20211014
6874 | 2021-10-14T09:00 | 20211014
6875 | 2021-10-14T10:00 | 20211014
6876 | 2021-10-14T11:00 | 20211014
6877 | 2021-10-14T12:00 | 20211014
6878 | 2021-10-14T13:00 | 20211014
6879 | 2021-10-14T14:00 | 20211014
6880 | 2021-10-14T15:00 | 20211014
6881 | 2021-10-14T16:00 | 20211014
6882 | 2021-10-14T17:00 | 20211014
6883 | 2021-10-14T18:00 | 20211014
6884 | 2021-10-14T19:00 | 20211014
6885 | 2021-10-14T20:00 | 20211014
6886 | 2021-10-14T21:00 | 20211014
6887 | 2021-10-14T22:00 | 20211014
6888 | 2021-10-14T23:00 | 20211014
6889 | 2021-10-15T00:00 | 20211015
6890 | 2021-10-15T01:00 | 20211015
6891 | 2021-10-15T02:00 | 20211015
6892 | 2021-10-15T03:00 | 20211015
6893 | 2021-10-15T04:00 | 20211015
6894 | 2021-10-15T05:00 | 20211015
6895 | 2021-10-15T06:00 | 20211015
6896 | 2021-10-15T07:00 | 20211015
6897 | 2021-10-15T08:00 | 20211015
6898 | 2021-10-15T09:00 | 20211015
6899 | 2021-10-15T10:00 | 20211015
6900 | 2021-10-15T11:00 | 20211015
6901 | 2021-10-15T12:00 | 20211015
6902 | 2021-10-15T13:00 | 20211015
6903 | 2021-10-15T14:00 | 20211015
6904 | 2021-10-15T15:00 | 20211015
6905 | 2021-10-15T16:00 | 20211015
6906 | 2021-10-15T17:00 | 20211015
6907 | 2021-10-15T18:00 | 20211015
6908 | 2021-10-15T19:00 | 20211015
6909 | 2021-10-15T20:00 | 20211015
6910 | 2021-10-15T21:00 | 20211015
6911 | 2021-10-15T22:00 | 20211015
6912 | 2021-10-15T23:00 | 20211015
6913 | 2021-10-16T00:00 | 20211016
6914 | 2021-10-16T01:00 | 20211016
6915 | 2021-10-16T02:00 | 20211016
6916 | 2021-10-16T03:00 | 20211016
6917 | 2021-10-16T04:00 | 20211016
6918 | 2021-10-16T05:00 | 20211016
6919 | 2021-10-16T06:00 | 20211016
6920 | 2021-10-16T07:00 | 20211016
6921 | 2021-10-16T08:00 | 20211016
6922 | 2021-10-16T09:00 | 20211016
6923 | 2021-10-16T10:00 | 20211016
6924 | 2021-10-16T11:00 | 20211016
6925 | 2021-10-16T12:00 | 20211016
6926 | 2021-10-16T13:00 | 20211016
6927 | 2021-10-16T14:00 | 20211016
6928 | 2021-10-16T15:00 | 20211016
6929 | 2021-10-16T16:00 | 20211016
6930 | 2021-10-16T17:00 | 20211016
6931 | 2021-10-16T18:00 | 20211016
6932 | 2021-10-16T19:00 | 20211016
6933 | 2021-10-16T20:00 | 20211016
6934 | 2021-10-16T21:00 | 20211016
6935 | 2021-10-16T22:00 | 20211016
6936 | 2021-10-16T23:00 | 20211016
6937 | 2021-10-17T00:00 | 20211017
6938 | 2021-10-17T01:00 | 20211017
6939 | 2021-10-17T02:00 | 20211017
6940 | 2021-10-17T03:00 | 20211017
6941 | 2021-10-17T04:00 | 20211017
6942 | 2021-10-17T05:00 | 20211017
6943 | 2021-10-17T06:00 | 20211017
6944 | 2021-10-17T07:00 | 20211017
6945 | 2021-10-17T08:00 | 20211017
6946 | 2021-10-17T09:00 | 20211017
6947 | 2021-10-17T10:00 | 20211017
6948 | 2021-10-17T11:00 | 20211017
6949 | 2021-10-17T12:00 | 20211017
6950 | 2021-10-17T13:00 | 20211017
6951 | 2021-10-17T14:00 | 20211017
6952 | 2021-10-17T15:00 | 20211017
6953 | 2021-10-17T16:00 | 20211017
6954 | 2021-10-17T17:00 | 20211017
6955 | 2021-10-17T18:00 | 20211017
6956 | 2021-10-17T19:00 | 20211017
6957 | 2021-10-17T20:00 | 20211017
6958 | 2021-10-17T21:00 | 20211017
6959 | 2021-10-17T22:00 | 20211017
6960 | 2021-10-17T23:00 | 20211017
6961 | 2021-10-18T00:00 | 20211018
6962 | 2021-10-18T01:00 | 20211018
6963 | 2021-10-18T02:00 | 20211018
6964 | 2021-10-18T03:00 | 20211018
6965 | 2021-10-18T04:00 | 20211018
6966 | 2021-10-18T05:00 | 20211018
6967 | 2021-10-18T06:00 | 20211018
6968 | 2021-10-18T07:00 | 20211018
6969 | 2021-10-18T08:00 | 20211018
6970 | 2021-10-18T09:00 | 20211018
6971 | 2021-10-18T10:00 | 20211018
6972 | 2021-10-18T11:00 | 20211018
6973 | 2021-10-18T12:00 | 20211018
6974 | 2021-10-18T13:00 | 20211018
6975 | 2021-10-18T14:00 | 20211018
6976 | 2021-10-18T15:00 | 20211018
6977 | 2021-10-18T16:00 | 20211018
6978 | 2021-10-18T17:00 | 20211018
6979 | 2021-10-18T18:00 | 20211018
6980 | 2021-10-18T19:00 | 20211018
6981 | 2021-10-18T20:00 | 20211018
6982 | 2021-10-18T21:00 | 20211018
6983 | 2021-10-18T22:00 | 20211018
6984 | 2021-10-18T23:00 | 20211018
6985 | 2021-10-19T00:00 | 20211019
6986 | 2021-10-19T01:00 | 20211019
6987 | 2021-10-19T02:00 | 20211019
6988 | 2021-10-19T03:00 | 20211019
6989 | 2021-10-19T04:00 | 20211019
6990 | 2021-10-19T05:00 | 20211019
6991 | 2021-10-19T06:00 | 20211019
6992 | 2021-10-19T07:00 | 20211019
6993 | 2021-10-19T08:00 | 20211019
6994 | 2021-10-19T09:00 | 20211019
6995 | 2021-10-19T10:00 | 20211019
6996 | 2021-10-19T11:00 | 20211019
6997 | 2021-10-19T12:00 | 20211019
6998 | 2021-10-19T13:00 | 20211019
6999 | 2021-10-19T14:00 | 20211019
7000 | 2021-10-19T15:00 | 20211019
7001 | 2021-10-19T16:00 | 20211019
7002 | 2021-10-19T17:00 | 20211019
7003 | 2021-10-19T18:00 | 20211019
7004 | 2021-10-19T19:00 | 20211019
7005 | 2021-10-19T20:00 | 20211019
7006 | 2021-10-19T21:00 | 20211019
7007 | 2021-10-19T22:00 | 20211019
7008 | 2021-10-19T23:00 | 20211019
7009 | 2021-10-20T00:00 | 20211020
7010 | 2021-10-20T01:00 | 20211020
7011 | 2021-10-20T02:00 | 20211020
7012 | 2021-10-20T03:00 | 20211020
7013 | 2021-10-20T04:00 | 20211020
7014 | 2021-10-20T05:00 | 20211020
7015 | 2021-10-20T06:00 | 20211020
7016 | 2021-10-20T07:00 | 20211020
7017 | 2021-10-20T08:00 | 20211020
7018 | 2021-10-20T09:00 | 20211020
7019 | 2021-10-20T10:00 | 20211020
7020 | 2021-10-20T11:00 | 20211020
7021 | 2021-10-20T12:00 | 20211020
7022 | 2021-10-20T13:00 | 20211020
7023 | 2021-10-20T14:00 | 20211020
7024 | 2021-10-20T15:00 | 20211020
7025 | 2021-10-20T16:00 | 20211020
7026 | 2021-10-20T17:00 | 20211020
7027 | 2021-10-20T18:00 | 20211020
7028 | 2021-10-20T19:00 | 20211020
7029 | 2021-10-20T20:00 | 20211020
7030 | 2021-10-20T21:00 | 20211020
7031 | 2021-10-20T22:00 | 20211020
7032 | 2021-10-20T23:00 | 20211020
7033 | 2021-10-21T00:00 | 20211021
7034 | 2021-10-21T01:00 | 20211021
7035 | 2021-10-21T02:00 | 20211021
7036 | 2021-10-21T03:00 | 20211021
7037 | 2021-10-21T04:00 | 20211021
7038 | 2021-10-21T05:00 | 20211021
7039 | 2021-10-21T06:00 | 20211021
7040 | 2021-10-21T07:00 | 20211021
7041 | 2021-10-21T08:00 | 20211021
7042 | 2021-10-21T09:00 | 20211021
7043 | 2021-10-21T10:00 | 20211021
7044 | 2021-10-21T11:00 | 20211021
7045 | 2021-10-21T12:00 | 20211021
7046 | 2021-10-21T13:00 | 20211021
7047 | 2021-10-21T14:00 | 20211021
7048 | 2021-10-21T15:00 | 20211021
7049 | 2021-10-21T16:00 | 20211021
7050 | 2021-10-21T17:00 | 20211021
7051 | 2021-10-21T18:00 | 20211021
7052 | 2021-10-21T19:00 | 20211021
7053 | 2021-10-21T20:00 | 20211021
7054 | 2021-10-21T21:00 | 20211021
7055 | 2021-10-21T22:00 | 20211021
7056 | 2021-10-21T23:00 | 20211021
7057 | 2021-10-22T00:00 | 20211022
7058 | 2021-10-22T01:00 | 20211022
7059 | 2021-10-22T02:00 | 20211022
7060 | 2021-10-22T03:00 | 20211022
7061 | 2021-10-22T04:00 | 20211022
7062 | 2021-10-22T05:00 | 20211022
7063 | 2021-10-22T06:00 | 20211022
7064 | 2021-10-22T07:00 | 20211022
7065 | 2021-10-22T08:00 | 20211022
7066 | 2021-10-22T09:00 | 20211022
7067 | 2021-10-22T10:00 | 20211022
7068 | 2021-10-22T11:00 | 20211022
7069 | 2021-10-22T12:00 | 20211022
7070 | 2021-10-22T13:00 | 20211022
7071 | 2021-10-22T14:00 | 20211022
7072 | 2021-10-22T15:00 | 20211022
7073 | 2021-10-22T16:00 | 20211022
7074 | 2021-10-22T17:00 | 20211022
7075 | 2021-10-22T18:00 | 20211022
7076 | 2021-10-22T19:00 | 20211022
7077 | 2021-10-22T20:00 | 20211022
7078 | 2021-10-22T21:00 | 20211022
7079 | 2021-10-22T22:00 | 20211022
7080 | 2021-10-22T23:00 | 20211022
7081 | 2021-10-23T00:00 | 20211023
7082 | 2021-10-23T01:00 | 20211023
7083 | 2021-10-23T02:00 | 20211023
7084 | 2021-10-23T03:00 | 20211023
7085 | 2021-10-23T04:00 | 20211023
7086 | 2021-10-23T05:00 | 20211023
7087 | 2021-10-23T06:00 | 20211023
7088 | 2021-10-23T07:00 | 20211023
7089 | 2021-10-23T08:00 | 20211023
7090 | 2021-10-23T09:00 | 20211023
7091 | 2021-10-23T10:00 | 20211023
7092 | 2021-10-23T11:00 | 20211023
7093 | 2021-10-23T12:00 | 20211023
7094 | 2021-10-23T13:00 | 20211023
7095 | 2021-10-23T14:00 | 20211023
7096 | 2021-10-23T15:00 | 20211023
7097 | 2021-10-23T16:00 | 20211023
7098 | 2021-10-23T17:00 | 20211023
7099 | 2021-10-23T18:00 | 20211023
7100 | 2021-10-23T19:00 | 20211023
7101 | 2021-10-23T20:00 | 20211023
7102 | 2021-10-23T21:00 | 20211023
7103 | 2021-10-23T22:00 | 20211023
7104 | 2021-10-23T23:00 | 20211023
7105 | 2021-10-24T00:00 | 20211024
7106 | 2021-10-24T01:00 | 20211024
7107 | 2021-10-24T02:00 | 20211024
7108 | 2021-10-24T03:00 | 20211024
7109 | 2021-10-24T04:00 | 20211024
7110 | 2021-10-24T05:00 | 20211024
7111 | 2021-10-24T06:00 | 20211024
7112 | 2021-10-24T07:00 | 20211024
7113 | 2021-10-24T08:00 | 20211024
7114 | 2021-10-24T09:00 | 20211024
7115 | 2021-10-24T10:00 | 20211024
7116 | 2021-10-24T11:00 | 20211024
7117 | 2021-10-24T12:00 | 20211024
7118 | 2021-10-24T13:00 | 20211024
7119 | 2021-10-24T14:00 | 20211024
7120 | 2021-10-24T15:00 | 20211024
7121 | 2021-10-24T16:00 | 20211024
7122 | 2021-10-24T17:00 | 20211024
7123 | 2021-10-24T18:00 | 20211024
7124 | 2021-10-24T19:00 | 20211024
7125 | 2021-10-24T20:00 | 20211024
7126 | 2021-10-24T21:00 | 20211024
7127 | 2021-10-24T22:00 | 20211024
7128 | 2021-10-24T23:00 | 20211024
7129 | 2021-10-25T00:00 | 20211025
7130 | 2021-10-25T01:00 | 20211025
7131 | 2021-10-25T02:00 | 20211025
7132 | 2021-10-25T03:00 | 20211025
7133 | 2021-10-25T04:00 | 20211025
7134 | 2021-10-25T05:00 | 20211025
7135 | 2021-10-25T06:00 | 20211025
7136 | 2021-10-25T07:00 | 20211025
7137 | 2021-10-25T08:00 | 20211025
7138 | 2021-10-25T09:00 | 20211025
7139 | 2021-10-25T10:00 | 20211025
7140 | 2021-10-25T11:00 | 20211025
7141 | 2021-10-25T12:00 | 20211025
7142 | 2021-10-25T13:00 | 20211025
7143 | 2021-10-25T14:00 | 20211025
7144 | 2021-10-25T15:00 | 20211025
7145 | 2021-10-25T16:00 | 20211025
7146 | 2021-10-25T17:00 | 20211025
7147 | 2021-10-25T18:00 | 20211025
7148 | 2021-10-25T19:00 | 20211025
7149 | 2021-10-25T20:00 | 20211025
7150 | 2021-10-25T21:00 | 20211025
7151 | 2021-10-25T22:00 | 20211025
7152 | 2021-10-25T23:00 | 20211025
7153 | 2021-10-26T00:00 | 20211026
7154 | 2021-10-26T01:00 | 20211026
7155 | 2021-10-26T02:00 | 20211026
7156 | 2021-10-26T03:00 | 20211026
7157 | 2021-10-26T04:00 | 20211026
7158 | 2021-10-26T05:00 | 20211026
7159 | 2021-10-26T06:00 | 20211026
7160 | 2021-10-26T07:00 | 20211026
7161 | 2021-10-26T08:00 | 20211026
7162 | 2021-10-26T09:00 | 20211026
7163 | 2021-10-26T10:00 | 20211026
7164 | 2021-10-26T11:00 | 20211026
7165 | 2021-10-26T12:00 | 20211026
7166 | 2021-10-26T13:00 | 20211026
7167 | 2021-10-26T14:00 | 20211026
7168 | 2021-10-26T15:00 | 20211026
7169 | 2021-10-26T16:00 | 20211026
7170 | 2021-10-26T17:00 | 20211026
7171 | 2021-10-26T18:00 | 20211026
7172 | 2021-10-26T19:00 | 20211026
7173 | 2021-10-26T20:00 | 20211026
7174 | 2021-10-26T21:00 | 20211026
7175 | 2021-10-26T22:00 | 20211026
7176 | 2021-10-26T23:00 | 20211026
7177 | 2021-10-27T00:00 | 20211027
7178 | 2021-10-27T01:00 | 20211027
7179 | 2021-10-27T02:00 | 20211027
7180 | 2021-10-27T03:00 | 20211027
7181 | 2021-10-27T04:00 | 20211027
7182 | 2021-10-27T05:00 | 20211027
7183 | 2021-10-27T06:00 | 20211027
7184 | 2021-10-27T07:00 | 20211027
7185 | 2021-10-27T08:00 | 20211027
7186 | 2021-10-27T09:00 | 20211027
7187 | 2021-10-27T10:00 | 20211027
7188 | 2021-10-27T11:00 | 20211027
7189 | 2021-10-27T12:00 | 20211027
7190 | 2021-10-27T13:00 | 20211027
7191 | 2021-10-27T14:00 | 20211027
7192 | 2021-10-27T15:00 | 20211027
7193 | 2021-10-27T16:00 | 20211027
7194 | 2021-10-27T17:00 | 20211027
7195 | 2021-10-27T18:00 | 20211027
7196 | 2021-10-27T19:00 | 20211027
7197 | 2021-10-27T20:00 | 20211027
7198 | 2021-10-27T21:00 | 20211027
7199 | 2021-10-27T22:00 | 20211027
7200 | 2021-10-27T23:00 | 20211027
7201 | 2021-10-28T00:00 | 20211028
7202 | 2021-10-28T01:00 | 20211028
7203 | 2021-10-28T02:00 | 20211028
7204 | 2021-10-28T03:00 | 20211028
7205 | 2021-10-28T04:00 | 20211028
7206 | 2021-10-28T05:00 | 20211028
7207 | 2021-10-28T06:00 | 20211028
7208 | 2021-10-28T07:00 | 20211028
7209 | 2021-10-28T08:00 | 20211028
7210 | 2021-10-28T09:00 | 20211028
7211 | 2021-10-28T10:00 | 20211028
7212 | 2021-10-28T11:00 | 20211028
7213 | 2021-10-28T12:00 | 20211028
7214 | 2021-10-28T13:00 | 20211028
7215 | 2021-10-28T14:00 | 20211028
7216 | 2021-10-28T15:00 | 20211028
7217 | 2021-10-28T16:00 | 20211028
7218 | 2021-10-28T17:00 | 20211028
7219 | 2021-10-28T18:00 | 20211028
7220 | 2021-10-28T19:00 | 20211028
7221 | 2021-10-28T20:00 | 20211028
7222 | 2021-10-28T21:00 | 20211028
7223 | 2021-10-28T22:00 | 20211028
7224 | 2021-10-28T23:00 | 20211028
7225 | 2021-10-29T00:00 | 20211029
7226 | 2021-10-29T01:00 | 20211029
7227 | 2021-10-29T02:00 | 20211029
7228 | 2021-10-29T03:00 | 20211029
7229 | 2021-10-29T04:00 | 20211029
7230 | 2021-10-29T05:00 | 20211029
7231 | 2021-10-29T06:00 | 20211029
7232 | 2021-10-29T07:00 | 20211029
7233 | 2021-10-29T08:00 | 20211029
7234 | 2021-10-29T09:00 | 20211029
7235 | 2021-10-29T10:00 | 20211029
7236 | 2021-10-29T11:00 | 20211029
7237 | 2021-10-29T12:00 | 20211029
7238 | 2021-10-29T13:00 | 20211029
7239 | 2021-10-29T14:00 | 20211029
7240 | 2021-10-29T15:00 | 20211029
7241 | 2021-10-29T16:00 | 20211029
7242 | 2021-10-29T17:00 | 20211029
7243 | 2021-10-29T18:00 | 20211029
7244 | 2021-10-29T19:00 | 20211029
7245 | 2021-10-29T20:00 | 20211029
7246 | 2021-10-29T21:00 | 20211029
7247 | 2021-10-29T22:00 | 20211029
7248 | 2021-10-29T23:00 | 20211029
7249 | 2021-10-30T00:00 | 20211030
7250 | 2021-10-30T01:00 | 20211030
7251 | 2021-10-30T02:00 | 20211030
7252 | 2021-10-30T03:00 | 20211030
7253 | 2021-10-30T04:00 | 20211030
7254 | 2021-10-30T05:00 | 20211030
7255 | 2021-10-30T06:00 | 20211030
7256 | 2021-10-30T07:00 | 20211030
7257 | 2021-10-30T08:00 | 20211030
7258 | 2021-10-30T09:00 | 20211030
7259 | 2021-10-30T10:00 | 20211030
7260 | 2021-10-30T11:00 | 20211030
7261 | 2021-10-30T12:00 | 20211030
7262 | 2021-10-30T13:00 | 20211030
7263 | 2021-10-30T14:00 | 20211030
7264 | 2021-10-30T15:00 | 20211030
7265 | 2021-10-30T16:00 | 20211030
7266 | 2021-10-30T17:00 | 20211030
7267 | 2021-10-30T18:00 | 20211030
7268 | 2021-10-30T19:00 | 20211030
7269 | 2021-10-30T20:00 | 20211030
7270 | 2021-10-30T21:00 | 20211030
7271 | 2021-10-30T22:00 | 20211030
7272 | 2021-10-30T23:00 | 20211030
7273 | 2021-10-31T00:00 | 20211031
7274 | 2021-10-31T01:00 | 20211031
7275 | 2021-10-31T02:00 | 20211031
7276 | 2021-10-31T03:00 | 20211031
7277 | 2021-10-31T04:00 | 20211031
7278 | 2021-10-31T05:00 | 20211031
7279 | 2021-10-31T06:00 | 20211031
7280 | 2021-10-31T07:00 | 20211031
7281 | 2021-10-31T08:00 | 20211031
7282 | 2021-10-31T09:00 | 20211031
7283 | 2021-10-31T10:00 | 20211031
7284 | 2021-10-31T11:00 | 20211031
7285 | 2021-10-31T12:00 | 20211031
7286 | 2021-10-31T13:00 | 20211031
7287 | 2021-10-31T14:00 | 20211031
7288 | 2021-10-31T15:00 | 20211031
7289 | 2021-10-31T16:00 | 20211031
7290 | 2021-10-31T17:00 | 20211031
7291 | 2021-10-31T18:00 | 20211031
7292 | 2021-10-31T19:00 | 20211031
7293 | 2021-10-31T20:00 | 20211031
7294 | 2021-10-31T21:00 | 20211031
7295 | 2021-10-31T22:00 | 20211031
7296 | 2021-10-31T23:00 | 20211031
7297 | 2021-11-01T00:00 | 20211101
7298 | 2021-11-01T01:00 | 20211101
7299 | 2021-11-01T02:00 | 20211101
7300 | 2021-11-01T03:00 | 20211101
7301 | 2021-11-01T04:00 | 20211101
7302 | 2021-11-01T05:00 | 20211101
7303 | 2021-11-01T06:00 | 20211101
7304 | 2021-11-01T07:00 | 20211101
7305 | 2021-11-01T08:00 | 20211101
7306 | 2021-11-01T09:00 | 20211101
7307 | 2021-11-01T10:00 | 20211101
7308 | 2021-11-01T11:00 | 20211101
7309 | 2021-11-01T12:00 | 20211101
7310 | 2021-11-01T13:00 | 20211101
7311 | 2021-11-01T14:00 | 20211101
7312 | 2021-11-01T15:00 | 20211101
7313 | 2021-11-01T16:00 | 20211101
7314 | 2021-11-01T17:00 | 20211101
7315 | 2021-11-01T18:00 | 20211101
7316 | 2021-11-01T19:00 | 20211101
7317 | 2021-11-01T20:00 | 20211101
7318 | 2021-11-01T21:00 | 20211101
7319 | 2021-11-01T22:00 | 20211101
7320 | 2021-11-01T23:00 | 20211101
7321 | 2021-11-02T00:00 | 20211102
7322 | 2021-11-02T01:00 | 20211102
7323 | 2021-11-02T02:00 | 20211102
7324 | 2021-11-02T03:00 | 20211102
7325 | 2021-11-02T04:00 | 20211102
7326 | 2021-11-02T05:00 | 20211102
7327 | 2021-11-02T06:00 | 20211102
7328 | 2021-11-02T07:00 | 20211102
7329 | 2021-11-02T08:00 | 20211102
7330 | 2021-11-02T09:00 | 20211102
7331 | 2021-11-02T10:00 | 20211102
7332 | 2021-11-02T11:00 | 20211102
7333 | 2021-11-02T12:00 | 20211102
7334 | 2021-11-02T13:00 | 20211102
7335 | 2021-11-02T14:00 | 20211102
7336 | 2021-11-02T15:00 | 20211102
7337 | 2021-11-02T16:00 | 20211102
7338 | 2021-11-02T17:00 | 20211102
7339 | 2021-11-02T18:00 | 20211102
7340 | 2021-11-02T19:00 | 20211102
7341 | 2021-11-02T20:00 | 20211102
7342 | 2021-11-02T21:00 | 20211102
7343 | 2021-11-02T22:00 | 20211102
7344 | 2021-11-02T23:00 | 20211102
7345 | 2021-11-03T00:00 | 20211103
7346 | 2021-11-03T01:00 | 20211103
7347 | 2021-11-03T02:00 | 20211103
7348 | 2021-11-03T03:00 | 20211103
7349 | 2021-11-03T04:00 | 20211103
7350 | 2021-11-03T05:00 | 20211103
7351 | 2021-11-03T06:00 | 20211103
7352 | 2021-11-03T07:00 | 20211103
7353 | 2021-11-03T08:00 | 20211103
7354 | 2021-11-03T09:00 | 20211103
7355 | 2021-11-03T10:00 | 20211103
7356 | 2021-11-03T11:00 | 20211103
7357 | 2021-11-03T12:00 | 20211103
7358 | 2021-11-03T13:00 | 20211103
7359 | 2021-11-03T14:00 | 20211103
7360 | 2021-11-03T15:00 | 20211103
7361 | 2021-11-03T16:00 | 20211103
7362 | 2021-11-03T17:00 | 20211103
7363 | 2021-11-03T18:00 | 20211103
7364 | 2021-11-03T19:00 | 20211103
7365 | 2021-11-03T20:00 | 20211103
7366 | 2021-11-03T21:00 | 20211103
7367 | 2021-11-03T22:00 | 20211103
7368 | 2021-11-03T23:00 | 20211103
7369 | 2021-11-04T00:00 | 20211104
7370 | 2021-11-04T01:00 | 20211104
7371 | 2021-11-04T02:00 | 20211104
7372 | 2021-11-04T03:00 | 20211104
7373 | 2021-11-04T04:00 | 20211104
7374 | 2021-11-04T05:00 | 20211104
7375 | 2021-11-04T06:00 | 20211104
7376 | 2021-11-04T07:00 | 20211104
7377 | 2021-11-04T08:00 | 20211104
7378 | 2021-11-04T09:00 | 20211104
7379 | 2021-11-04T10:00 | 20211104
7380 | 2021-11-04T11:00 | 20211104
7381 | 2021-11-04T12:00 | 20211104
7382 | 2021-11-04T13:00 | 20211104
7383 | 2021-11-04T14:00 | 20211104
7384 | 2021-11-04T15:00 | 20211104
7385 | 2021-11-04T16:00 | 20211104
7386 | 2021-11-04T17:00 | 20211104
7387 | 2021-11-04T18:00 | 20211104
7388 | 2021-11-04T19:00 | 20211104
7389 | 2021-11-04T20:00 | 20211104
7390 | 2021-11-04T21:00 | 20211104
7391 | 2021-11-04T22:00 | 20211104
7392 | 2021-11-04T23:00 | 20211104
7393 | 2021-11-05T00:00 | 20211105
7394 | 2021-11-05T01:00 | 20211105
7395 | 2021-11-05T02:00 | 20211105
7396 | 2021-11-05T03:00 | 20211105
7397 | 2021-11-05T04:00 | 20211105
7398 | 2021-11-05T05:00 | 20211105
7399 | 2021-11-05T06:00 | 20211105
7400 | 2021-11-05T07:00 | 20211105
7401 | 2021-11-05T08:00 | 20211105
7402 | 2021-11-05T09:00 | 20211105
7403 | 2021-11-05T10:00 | 20211105
7404 | 2021-11-05T11:00 | 20211105
7405 | 2021-11-05T12:00 | 20211105
7406 | 2021-11-05T13:00 | 20211105
7407 | 2021-11-05T14:00 | 20211105
7408 | 2021-11-05T15:00 | 20211105
7409 | 2021-11-05T16:00 | 20211105
7410 | 2021-11-05T17:00 | 20211105
7411 | 2021-11-05T18:00 | 20211105
7412 | 2021-11-05T19:00 | 20211105
7413 | 2021-11-05T20:00 | 20211105
7414 | 2021-11-05T21:00 | 20211105
7415 | 2021-11-05T22:00 | 20211105
7416 | 2021-11-05T23:00 | 20211105
7417 | 2021-11-06T00:00 | 20211106
7418 | 2021-11-06T01:00 | 20211106
7419 | 2021-11-06T02:00 | 20211106
7420 | 2021-11-06T03:00 | 20211106
7421 | 2021-11-06T04:00 | 20211106
7422 | 2021-11-06T05:00 | 20211106
7423 | 2021-11-06T06:00 | 20211106
7424 | 2021-11-06T07:00 | 20211106
7425 | 2021-11-06T08:00 | 20211106
7426 | 2021-11-06T09:00 | 20211106
7427 | 2021-11-06T10:00 | 20211106
7428 | 2021-11-06T11:00 | 20211106
7429 | 2021-11-06T12:00 | 20211106
7430 | 2021-11-06T13:00 | 20211106
7431 | 2021-11-06T14:00 | 20211106
7432 | 2021-11-06T15:00 | 20211106
7433 | 2021-11-06T16:00 | 20211106
7434 | 2021-11-06T17:00 | 20211106
7435 | 2021-11-06T18:00 | 20211106
7436 | 2021-11-06T19:00 | 20211106
7437 | 2021-11-06T20:00 | 20211106
7438 | 2021-11-06T21:00 | 20211106
7439 | 2021-11-06T22:00 | 20211106
7440 | 2021-11-06T23:00 | 20211106
7441 | 2021-11-07T00:00 | 20211107
7442 | 2021-11-07T01:00 | 20211107
7443 | 2021-11-07T02:00 | 20211107
7444 | 2021-11-07T03:00 | 20211107
7445 | 2021-11-07T04:00 | 20211107
7446 | 2021-11-07T05:00 | 20211107
7447 | 2021-11-07T06:00 | 20211107
7448 | 2021-11-07T07:00 | 20211107
7449 | 2021-11-07T08:00 | 20211107
7450 | 2021-11-07T09:00 | 20211107
7451 | 2021-11-07T10:00 | 20211107
7452 | 2021-11-07T11:00 | 20211107
7453 | 2021-11-07T12:00 | 20211107
7454 | 2021-11-07T13:00 | 20211107
7455 | 2021-11-07T14:00 | 20211107
7456 | 2021-11-07T15:00 | 20211107
7457 | 2021-11-07T16:00 | 20211107
7458 | 2021-11-07T17:00 | 20211107
7459 | 2021-11-07T18:00 | 20211107
7460 | 2021-11-07T19:00 | 20211107
7461 | 2021-11-07T20:00 | 20211107
7462 | 2021-11-07T21:00 | 20211107
7463 | 2021-11-07T22:00 | 20211107
7464 | 2021-11-07T23:00 | 20211107
7465 | 2021-11-08T00:00 | 20211108
7466 | 2021-11-08T01:00 | 20211108
7467 | 2021-11-08T02:00 | 20211108
7468 | 2021-11-08T03:00 | 20211108
7469 | 2021-11-08T04:00 | 20211108
7470 | 2021-11-08T05:00 | 20211108
7471 | 2021-11-08T06:00 | 20211108
7472 | 2021-11-08T07:00 | 20211108
7473 | 2021-11-08T08:00 | 20211108
7474 | 2021-11-08T09:00 | 20211108
7475 | 2021-11-08T10:00 | 20211108
7476 | 2021-11-08T11:00 | 20211108
7477 | 2021-11-08T12:00 | 20211108
7478 | 2021-11-08T13:00 | 20211108
7479 | 2021-11-08T14:00 | 20211108
7480 | 2021-11-08T15:00 | 20211108
7481 | 2021-11-08T16:00 | 20211108
7482 | 2021-11-08T17:00 | 20211108
7483 | 2021-11-08T18:00 | 20211108
7484 | 2021-11-08T19:00 | 20211108
7485 | 2021-11-08T20:00 | 20211108
7486 | 2021-11-08T21:00 | 20211108
7487 | 2021-11-08T22:00 | 20211108
7488 | 2021-11-08T23:00 | 20211108
7489 | 2021-11-09T00:00 | 20211109
7490 | 2021-11-09T01:00 | 20211109
7491 | 2021-11-09T02:00 | 20211109
7492 | 2021-11-09T03:00 | 20211109
7493 | 2021-11-09T04:00 | 20211109
7494 | 2021-11-09T05:00 | 20211109
7495 | 2021-11-09T06:00 | 20211109
7496 | 2021-11-09T07:00 | 20211109
7497 | 2021-11-09T08:00 | 20211109
7498 | 2021-11-09T09:00 | 20211109
7499 | 2021-11-09T10:00 | 20211109
7500 | 2021-11-09T11:00 | 20211109
7501 | 2021-11-09T12:00 | 20211109
7502 | 2021-11-09T13:00 | 20211109
7503 | 2021-11-09T14:00 | 20211109
7504 | 2021-11-09T15:00 | 20211109
7505 | 2021-11-09T16:00 | 20211109
7506 | 2021-11-09T17:00 | 20211109
7507 | 2021-11-09T18:00 | 20211109
7508 | 2021-11-09T19:00 | 20211109
7509 | 2021-11-09T20:00 | 20211109
7510 | 2021-11-09T21:00 | 20211109
7511 | 2021-11-09T22:00 | 20211109
7512 | 2021-11-09T23:00 | 20211109
7513 | 2021-11-10T00:00 | 20211110
7514 | 2021-11-10T01:00 | 20211110
7515 | 2021-11-10T02:00 | 20211110
7516 | 2021-11-10T03:00 | 20211110
7517 | 2021-11-10T04:00 | 20211110
7518 | 2021-11-10T05:00 | 20211110
7519 | 2021-11-10T06:00 | 20211110
7520 | 2021-11-10T07:00 | 20211110
7521 | 2021-11-10T08:00 | 20211110
7522 | 2021-11-10T09:00 | 20211110
7523 | 2021-11-10T10:00 | 20211110
7524 | 2021-11-10T11:00 | 20211110
7525 | 2021-11-10T12:00 | 20211110
7526 | 2021-11-10T13:00 | 20211110
7527 | 2021-11-10T14:00 | 20211110
7528 | 2021-11-10T15:00 | 20211110
7529 | 2021-11-10T16:00 | 20211110
7530 | 2021-11-10T17:00 | 20211110
7531 | 2021-11-10T18:00 | 20211110
7532 | 2021-11-10T19:00 | 20211110
7533 | 2021-11-10T20:00 | 20211110
7534 | 2021-11-10T21:00 | 20211110
7535 | 2021-11-10T22:00 | 20211110
7536 | 2021-11-10T23:00 | 20211110
7537 | 2021-11-11T00:00 | 20211111
7538 | 2021-11-11T01:00 | 20211111
7539 | 2021-11-11T02:00 | 20211111
7540 | 2021-11-11T03:00 | 20211111
7541 | 2021-11-11T04:00 | 20211111
7542 | 2021-11-11T05:00 | 20211111
7543 | 2021-11-11T06:00 | 20211111
7544 | 2021-11-11T07:00 | 20211111
7545 | 2021-11-11T08:00 | 20211111
7546 | 2021-11-11T09:00 | 20211111
7547 | 2021-11-11T10:00 | 20211111
7548 | 2021-11-11T11:00 | 20211111
7549 | 2021-11-11T12:00 | 20211111
7550 | 2021-11-11T13:00 | 20211111
7551 | 2021-11-11T14:00 | 20211111
7552 | 2021-11-11T15:00 | 20211111
7553 | 2021-11-11T16:00 | 20211111
7554 | 2021-11-11T17:00 | 20211111
7555 | 2021-11-11T18:00 | 20211111
7556 | 2021-11-11T19:00 | 20211111
7557 | 2021-11-11T20:00 | 20211111
7558 | 2021-11-11T21:00 | 20211111
7559 | 2021-11-11T22:00 | 20211111
7560 | 2021-11-11T23:00 | 20211111
7561 | 2021-11-12T00:00 | 20211112
7562 | 2021-11-12T01:00 | 20211112
7563 | 2021-11-12T02:00 | 20211112
7564 | 2021-11-12T03:00 | 20211112
7565 | 2021-11-12T04:00 | 20211112
7566 | 2021-11-12T05:00 | 20211112
7567 | 2021-11-12T06:00 | 20211112
7568 | 2021-11-12T07:00 | 20211112
7569 | 2021-11-12T08:00 | 20211112
7570 | 2021-11-12T09:00 | 20211112
7571 | 2021-11-12T10:00 | 20211112
7572 | 2021-11-12T11:00 | 20211112
7573 | 2021-11-12T12:00 | 20211112
7574 | 2021-11-12T13:00 | 20211112
7575 | 2021-11-12T14:00 | 20211112
7576 | 2021-11-12T15:00 | 20211112
7577 | 2021-11-12T16:00 | 20211112
7578 | 2021-11-12T17:00 | 20211112
7579 | 2021-11-12T18:00 | 20211112
7580 | 2021-11-12T19:00 | 20211112
7581 | 2021-11-12T20:00 | 20211112
7582 | 2021-11-12T21:00 | 20211112
7583 | 2021-11-12T22:00 | 20211112
7584 | 2021-11-12T23:00 | 20211112
7585 | 2021-11-13T00:00 | 20211113
7586 | 2021-11-13T01:00 | 20211113
7587 | 2021-11-13T02:00 | 20211113
7588 | 2021-11-13T03:00 | 20211113
7589 | 2021-11-13T04:00 | 20211113
7590 | 2021-11-13T05:00 | 20211113
7591 | 2021-11-13T06:00 | 20211113
7592 | 2021-11-13T07:00 | 20211113
7593 | 2021-11-13T08:00 | 20211113
7594 | 2021-11-13T09:00 | 20211113
7595 | 2021-11-13T10:00 | 20211113
7596 | 2021-11-13T11:00 | 20211113
7597 | 2021-11-13T12:00 | 20211113
7598 | 2021-11-13T13:00 | 20211113
7599 | 2021-11-13T14:00 | 20211113
7600 | 2021-11-13T15:00 | 20211113
7601 | 2021-11-13T16:00 | 20211113
7602 | 2021-11-13T17:00 | 20211113
7603 | 2021-11-13T18:00 | 20211113
7604 | 2021-11-13T19:00 | 20211113
7605 | 2021-11-13T20:00 | 20211113
7606 | 2021-11-13T21:00 | 20211113
7607 | 2021-11-13T22:00 | 20211113
7608 | 2021-11-13T23:00 | 20211113
7609 | 2021-11-14T00:00 | 20211114
7610 | 2021-11-14T01:00 | 20211114
7611 | 2021-11-14T02:00 | 20211114
7612 | 2021-11-14T03:00 | 20211114
7613 | 2021-11-14T04:00 | 20211114
7614 | 2021-11-14T05:00 | 20211114
7615 | 2021-11-14T06:00 | 20211114
7616 | 2021-11-14T07:00 | 20211114
7617 | 2021-11-14T08:00 | 20211114
7618 | 2021-11-14T09:00 | 20211114
7619 | 2021-11-14T10:00 | 20211114
7620 | 2021-11-14T11:00 | 20211114
7621 | 2021-11-14T12:00 | 20211114
7622 | 2021-11-14T13:00 | 20211114
7623 | 2021-11-14T14:00 | 20211114
7624 | 2021-11-14T15:00 | 20211114
7625 | 2021-11-14T16:00 | 20211114
7626 | 2021-11-14T17:00 | 20211114
7627 | 2021-11-14T18:00 | 20211114
7628 | 2021-11-14T19:00 | 20211114
7629 | 2021-11-14T20:00 | 20211114
7630 | 2021-11-14T21:00 | 20211114
7631 | 2021-11-14T22:00 | 20211114
7632 | 2021-11-14T23:00 | 20211114
7633 | 2021-11-15T00:00 | 20211115
7634 | 2021-11-15T01:00 | 20211115
7635 | 2021-11-15T02:00 | 20211115
7636 | 2021-11-15T03:00 | 20211115
7637 | 2021-11-15T04:00 | 20211115
7638 | 2021-11-15T05:00 | 20211115
7639 | 2021-11-15T06:00 | 20211115
7640 | 2021-11-15T07:00 | 20211115
7641 | 2021-11-15T08:00 | 20211115
7642 | 2021-11-15T09:00 | 20211115
7643 | 2021-11-15T10:00 | 20211115
7644 | 2021-11-15T11:00 | 20211115
7645 | 2021-11-15T12:00 | 20211115
7646 | 2021-11-15T13:00 | 20211115
7647 | 2021-11-15T14:00 | 20211115
7648 | 2021-11-15T15:00 | 20211115
7649 | 2021-11-15T16:00 | 20211115
7650 | 2021-11-15T17:00 | 20211115
7651 | 2021-11-15T18:00 | 20211115
7652 | 2021-11-15T19:00 | 20211115
7653 | 2021-11-15T20:00 | 20211115
7654 | 2021-11-15T21:00 | 20211115
7655 | 2021-11-15T22:00 | 20211115
7656 | 2021-11-15T23:00 | 20211115
7657 | 2021-11-16T00:00 | 20211116
7658 | 2021-11-16T01:00 | 20211116
7659 | 2021-11-16T02:00 | 20211116
7660 | 2021-11-16T03:00 | 20211116
7661 | 2021-11-16T04:00 | 20211116
7662 | 2021-11-16T05:00 | 20211116
7663 | 2021-11-16T06:00 | 20211116
7664 | 2021-11-16T07:00 | 20211116
7665 | 2021-11-16T08:00 | 20211116
7666 | 2021-11-16T09:00 | 20211116
7667 | 2021-11-16T10:00 | 20211116
7668 | 2021-11-16T11:00 | 20211116
7669 | 2021-11-16T12:00 | 20211116
7670 | 2021-11-16T13:00 | 20211116
7671 | 2021-11-16T14:00 | 20211116
7672 | 2021-11-16T15:00 | 20211116
7673 | 2021-11-16T16:00 | 20211116
7674 | 2021-11-16T17:00 | 20211116
7675 | 2021-11-16T18:00 | 20211116
7676 | 2021-11-16T19:00 | 20211116
7677 | 2021-11-16T20:00 | 20211116
7678 | 2021-11-16T21:00 | 20211116
7679 | 2021-11-16T22:00 | 20211116
7680 | 2021-11-16T23:00 | 20211116
7681 | 2021-11-17T00:00 | 20211117
7682 | 2021-11-17T01:00 | 20211117
7683 | 2021-11-17T02:00 | 20211117
7684 | 2021-11-17T03:00 | 20211117
7685 | 2021-11-17T04:00 | 20211117
7686 | 2021-11-17T05:00 | 20211117
7687 | 2021-11-17T06:00 | 20211117
7688 | 2021-11-17T07:00 | 20211117
7689 | 2021-11-17T08:00 | 20211117
7690 | 2021-11-17T09:00 | 20211117
7691 | 2021-11-17T10:00 | 20211117
7692 | 2021-11-17T11:00 | 20211117
7693 | 2021-11-17T12:00 | 20211117
7694 | 2021-11-17T13:00 | 20211117
7695 | 2021-11-17T14:00 | 20211117
7696 | 2021-11-17T15:00 | 20211117
7697 | 2021-11-17T16:00 | 20211117
7698 | 2021-11-17T17:00 | 20211117
7699 | 2021-11-17T18:00 | 20211117
7700 | 2021-11-17T19:00 | 20211117
7701 | 2021-11-17T20:00 | 20211117
7702 | 2021-11-17T21:00 | 20211117
7703 | 2021-11-17T22:00 | 20211117
7704 | 2021-11-17T23:00 | 20211117
7705 | 2021-11-18T00:00 | 20211118
7706 | 2021-11-18T01:00 | 20211118
7707 | 2021-11-18T02:00 | 20211118
7708 | 2021-11-18T03:00 | 20211118
7709 | 2021-11-18T04:00 | 20211118
7710 | 2021-11-18T05:00 | 20211118
7711 | 2021-11-18T06:00 | 20211118
7712 | 2021-11-18T07:00 | 20211118
7713 | 2021-11-18T08:00 | 20211118
7714 | 2021-11-18T09:00 | 20211118
7715 | 2021-11-18T10:00 | 20211118
7716 | 2021-11-18T11:00 | 20211118
7717 | 2021-11-18T12:00 | 20211118
7718 | 2021-11-18T13:00 | 20211118
7719 | 2021-11-18T14:00 | 20211118
7720 | 2021-11-18T15:00 | 20211118
7721 | 2021-11-18T16:00 | 20211118
7722 | 2021-11-18T17:00 | 20211118
7723 | 2021-11-18T18:00 | 20211118
7724 | 2021-11-18T19:00 | 20211118
7725 | 2021-11-18T20:00 | 20211118
7726 | 2021-11-18T21:00 | 20211118
7727 | 2021-11-18T22:00 | 20211118
7728 | 2021-11-18T23:00 | 20211118
7729 | 2021-11-19T00:00 | 20211119
7730 | 2021-11-19T01:00 | 20211119
7731 | 2021-11-19T02:00 | 20211119
7732 | 2021-11-19T03:00 | 20211119
7733 | 2021-11-19T04:00 | 20211119
7734 | 2021-11-19T05:00 | 20211119
7735 | 2021-11-19T06:00 | 20211119
7736 | 2021-11-19T07:00 | 20211119
7737 | 2021-11-19T08:00 | 20211119
7738 | 2021-11-19T09:00 | 20211119
7739 | 2021-11-19T10:00 | 20211119
7740 | 2021-11-19T11:00 | 20211119
7741 | 2021-11-19T12:00 | 20211119
7742 | 2021-11-19T13:00 | 20211119
7743 | 2021-11-19T14:00 | 20211119
7744 | 2021-11-19T15:00 | 20211119
7745 | 2021-11-19T16:00 | 20211119
7746 | 2021-11-19T17:00 | 20211119
7747 | 2021-11-19T18:00 | 20211119
7748 | 2021-11-19T19:00 | 20211119
7749 | 2021-11-19T20:00 | 20211119
7750 | 2021-11-19T21:00 | 20211119
7751 | 2021-11-19T22:00 | 20211119
7752 | 2021-11-19T23:00 | 20211119
7753 | 2021-11-20T00:00 | 20211120
7754 | 2021-11-20T01:00 | 20211120
7755 | 2021-11-20T02:00 | 20211120
7756 | 2021-11-20T03:00 | 20211120
7757 | 2021-11-20T04:00 | 20211120
7758 | 2021-11-20T05:00 | 20211120
7759 | 2021-11-20T06:00 | 20211120
7760 | 2021-11-20T07:00 | 20211120
7761 | 2021-11-20T08:00 | 20211120
7762 | 2021-11-20T09:00 | 20211120
7763 | 2021-11-20T10:00 | 20211120
7764 | 2021-11-20T11:00 | 20211120
7765 | 2021-11-20T12:00 | 20211120
7766 | 2021-11-20T13:00 | 20211120
7767 | 2021-11-20T14:00 | 20211120
7768 | 2021-11-20T15:00 | 20211120
7769 | 2021-11-20T16:00 | 20211120
7770 | 2021-11-20T17:00 | 20211120
7771 | 2021-11-20T18:00 | 20211120
7772 | 2021-11-20T19:00 | 20211120
7773 | 2021-11-20T20:00 | 20211120
7774 | 2021-11-20T21:00 | 20211120
7775 | 2021-11-20T22:00 | 20211120
7776 | 2021-11-20T23:00 | 20211120
7777 | 2021-11-21T00:00 | 20211121
7778 | 2021-11-21T01:00 | 20211121
7779 | 2021-11-21T02:00 | 20211121
7780 | 2021-11-21T03:00 | 20211121
7781 | 2021-11-21T04:00 | 20211121
7782 | 2021-11-21T05:00 | 20211121
7783 | 2021-11-21T06:00 | 20211121
7784 | 2021-11-21T07:00 | 20211121
7785 | 2021-11-21T08:00 | 20211121
7786 | 2021-11-21T09:00 | 20211121
7787 | 2021-11-21T10:00 | 20211121
7788 | 2021-11-21T11:00 | 20211121
7789 | 2021-11-21T12:00 | 20211121
7790 | 2021-11-21T13:00 | 20211121
7791 | 2021-11-21T14:00 | 20211121
7792 | 2021-11-21T15:00 | 20211121
7793 | 2021-11-21T16:00 | 20211121
7794 | 2021-11-21T17:00 | 20211121
7795 | 2021-11-21T18:00 | 20211121
7796 | 2021-11-21T19:00 | 20211121
7797 | 2021-11-21T20:00 | 20211121
7798 | 2021-11-21T21:00 | 20211121
7799 | 2021-11-21T22:00 | 20211121
7800 | 2021-11-21T23:00 | 20211121
7801 | 2021-11-22T00:00 | 20211122
7802 | 2021-11-22T01:00 | 20211122
7803 | 2021-11-22T02:00 | 20211122
7804 | 2021-11-22T03:00 | 20211122
7805 | 2021-11-22T04:00 | 20211122
7806 | 2021-11-22T05:00 | 20211122
7807 | 2021-11-22T06:00 | 20211122
7808 | 2021-11-22T07:00 | 20211122
7809 | 2021-11-22T08:00 | 20211122
7810 | 2021-11-22T09:00 | 20211122
7811 | 2021-11-22T10:00 | 20211122
7812 | 2021-11-22T11:00 | 20211122
7813 | 2021-11-22T12:00 | 20211122
7814 | 2021-11-22T13:00 | 20211122
7815 | 2021-11-22T14:00 | 20211122
7816 | 2021-11-22T15:00 | 20211122
7817 | 2021-11-22T16:00 | 20211122
7818 | 2021-11-22T17:00 | 20211122
7819 | 2021-11-22T18:00 | 20211122
7820 | 2021-11-22T19:00 | 20211122
7821 | 2021-11-22T20:00 | 20211122
7822 | 2021-11-22T21:00 | 20211122
7823 | 2021-11-22T22:00 | 20211122
7824 | 2021-11-22T23:00 | 20211122
7825 | 2021-11-23T00:00 | 20211123
7826 | 2021-11-23T01:00 | 20211123
7827 | 2021-11-23T02:00 | 20211123
7828 | 2021-11-23T03:00 | 20211123
7829 | 2021-11-23T04:00 | 20211123
7830 | 2021-11-23T05:00 | 20211123
7831 | 2021-11-23T06:00 | 20211123
7832 | 2021-11-23T07:00 | 20211123
7833 | 2021-11-23T08:00 | 20211123
7834 | 2021-11-23T09:00 | 20211123
7835 | 2021-11-23T10:00 | 20211123
7836 | 2021-11-23T11:00 | 20211123
7837 | 2021-11-23T12:00 | 20211123
7838 | 2021-11-23T13:00 | 20211123
7839 | 2021-11-23T14:00 | 20211123
7840 | 2021-11-23T15:00 | 20211123
7841 | 2021-11-23T16:00 | 20211123
7842 | 2021-11-23T17:00 | 20211123
7843 | 2021-11-23T18:00 | 20211123
7844 | 2021-11-23T19:00 | 20211123
7845 | 2021-11-23T20:00 | 20211123
7846 | 2021-11-23T21:00 | 20211123
7847 | 2021-11-23T22:00 | 20211123
7848 | 2021-11-23T23:00 | 20211123
7849 | 2021-11-24T00:00 | 20211124
7850 | 2021-11-24T01:00 | 20211124
7851 | 2021-11-24T02:00 | 20211124
7852 | 2021-11-24T03:00 | 20211124
7853 | 2021-11-24T04:00 | 20211124
7854 | 2021-11-24T05:00 | 20211124
7855 | 2021-11-24T06:00 | 20211124
7856 | 2021-11-24T07:00 | 20211124
7857 | 2021-11-24T08:00 | 20211124
7858 | 2021-11-24T09:00 | 20211124
7859 | 2021-11-24T10:00 | 20211124
7860 | 2021-11-24T11:00 | 20211124
7861 | 2021-11-24T12:00 | 20211124
7862 | 2021-11-24T13:00 | 20211124
7863 | 2021-11-24T14:00 | 20211124
7864 | 2021-11-24T15:00 | 20211124
7865 | 2021-11-24T16:00 | 20211124
7866 | 2021-11-24T17:00 | 20211124
7867 | 2021-11-24T18:00 | 20211124
7868 | 2021-11-24T19:00 | 20211124
7869 | 2021-11-24T20:00 | 20211124
7870 | 2021-11-24T21:00 | 20211124
7871 | 2021-11-24T22:00 | 20211124
7872 | 2021-11-24T23:00 | 20211124
7873 | 2021-11-25T00:00 | 20211125
7874 | 2021-11-25T01:00 | 20211125
7875 | 2021-11-25T02:00 | 20211125
7876 | 2021-11-25T03:00 | 20211125
7877 | 2021-11-25T04:00 | 20211125
7878 | 2021-11-25T05:00 | 20211125
7879 | 2021-11-25T06:00 | 20211125
7880 | 2021-11-25T07:00 | 20211125
7881 | 2021-11-25T08:00 | 20211125
7882 | 2021-11-25T09:00 | 20211125
7883 | 2021-11-25T10:00 | 20211125
7884 | 2021-11-25T11:00 | 20211125
7885 | 2021-11-25T12:00 | 20211125
7886 | 2021-11-25T13:00 | 20211125
7887 | 2021-11-25T14:00 | 20211125
7888 | 2021-11-25T15:00 | 20211125
7889 | 2021-11-25T16:00 | 20211125
7890 | 2021-11-25T17:00 | 20211125
7891 | 2021-11-25T18:00 | 20211125
7892 | 2021-11-25T19:00 | 20211125
7893 | 2021-11-25T20:00 | 20211125
7894 | 2021-11-25T21:00 | 20211125
7895 | 2021-11-25T22:00 | 20211125
7896 | 2021-11-25T23:00 | 20211125
7897 | 2021-11-26T00:00 | 20211126
7898 | 2021-11-26T01:00 | 20211126
7899 | 2021-11-26T02:00 | 20211126
7900 | 2021-11-26T03:00 | 20211126
7901 | 2021-11-26T04:00 | 20211126
7902 | 2021-11-26T05:00 | 20211126
7903 | 2021-11-26T06:00 | 20211126
7904 | 2021-11-26T07:00 | 20211126
7905 | 2021-11-26T08:00 | 20211126
7906 | 2021-11-26T09:00 | 20211126
7907 | 2021-11-26T10:00 | 20211126
7908 | 2021-11-26T11:00 | 20211126
7909 | 2021-11-26T12:00 | 20211126
7910 | 2021-11-26T13:00 | 20211126
7911 | 2021-11-26T14:00 | 20211126
7912 | 2021-11-26T15:00 | 20211126
7913 | 2021-11-26T16:00 | 20211126
7914 | 2021-11-26T17:00 | 20211126
7915 | 2021-11-26T18:00 | 20211126
7916 | 2021-11-26T19:00 | 20211126
7917 | 2021-11-26T20:00 | 20211126
7918 | 2021-11-26T21:00 | 20211126
7919 | 2021-11-26T22:00 | 20211126
7920 | 2021-11-26T23:00 | 20211126
7921 | 2021-11-27T00:00 | 20211127
7922 | 2021-11-27T01:00 | 20211127
7923 | 2021-11-27T02:00 | 20211127
7924 | 2021-11-27T03:00 | 20211127
7925 | 2021-11-27T04:00 | 20211127
7926 | 2021-11-27T05:00 | 20211127
7927 | 2021-11-27T06:00 | 20211127
7928 | 2021-11-27T07:00 | 20211127
7929 | 2021-11-27T08:00 | 20211127
7930 | 2021-11-27T09:00 | 20211127
7931 | 2021-11-27T10:00 | 20211127
7932 | 2021-11-27T11:00 | 20211127
7933 | 2021-11-27T12:00 | 20211127
7934 | 2021-11-27T13:00 | 20211127
7935 | 2021-11-27T14:00 | 20211127
7936 | 2021-11-27T15:00 | 20211127
7937 | 2021-11-27T16:00 | 20211127
7938 | 2021-11-27T17:00 | 20211127
7939 | 2021-11-27T18:00 | 20211127
7940 | 2021-11-27T19:00 | 20211127
7941 | 2021-11-27T20:00 | 20211127
7942 | 2021-11-27T21:00 | 20211127
7943 | 2021-11-27T22:00 | 20211127
7944 | 2021-11-27T23:00 | 20211127
7945 | 2021-11-28T00:00 | 20211128
7946 | 2021-11-28T01:00 | 20211128
7947 | 2021-11-28T02:00 | 20211128
7948 | 2021-11-28T03:00 | 20211128
7949 | 2021-11-28T04:00 | 20211128
7950 | 2021-11-28T05:00 | 20211128
7951 | 2021-11-28T06:00 | 20211128
7952 | 2021-11-28T07:00 | 20211128
7953 | 2021-11-28T08:00 | 20211128
7954 | 2021-11-28T09:00 | 20211128
7955 | 2021-11-28T10:00 | 20211128
7956 | 2021-11-28T11:00 | 20211128
7957 | 2021-11-28T12:00 | 20211128
7958 | 2021-11-28T13:00 | 20211128
7959 | 2021-11-28T14:00 | 20211128
7960 | 2021-11-28T15:00 | 20211128
7961 | 2021-11-28T16:00 | 20211128
7962 | 2021-11-28T17:00 | 20211128
7963 | 2021-11-28T18:00 | 20211128
7964 | 2021-11-28T19:00 | 20211128
7965 | 2021-11-28T20:00 | 20211128
7966 | 2021-11-28T21:00 | 20211128
7967 | 2021-11-28T22:00 | 20211128
7968 | 2021-11-28T23:00 | 20211128
7969 | 2021-11-29T00:00 | 20211129
7970 | 2021-11-29T01:00 | 20211129
7971 | 2021-11-29T02:00 | 20211129
7972 | 2021-11-29T03:00 | 20211129
7973 | 2021-11-29T04:00 | 20211129
7974 | 2021-11-29T05:00 | 20211129
7975 | 2021-11-29T06:00 | 20211129
7976 | 2021-11-29T07:00 | 20211129
7977 | 2021-11-29T08:00 | 20211129
7978 | 2021-11-29T09:00 | 20211129
7979 | 2021-11-29T10:00 | 20211129
7980 | 2021-11-29T11:00 | 20211129
7981 | 2021-11-29T12:00 | 20211129
7982 | 2021-11-29T13:00 | 20211129
7983 | 2021-11-29T14:00 | 20211129
7984 | 2021-11-29T15:00 | 20211129
7985 | 2021-11-29T16:00 | 20211129
7986 | 2021-11-29T17:00 | 20211129
7987 | 2021-11-29T18:00 | 20211129
7988 | 2021-11-29T19:00 | 20211129
7989 | 2021-11-29T20:00 | 20211129
7990 | 2021-11-29T21:00 | 20211129
7991 | 2021-11-29T22:00 | 20211129
7992 | 2021-11-29T23:00 | 20211129
7993 | 2021-11-30T00:00 | 20211130
7994 | 2021-11-30T01:00 | 20211130
7995 | 2021-11-30T02:00 | 20211130
7996 | 2021-11-30T03:00 | 20211130
7997 | 2021-11-30T04:00 | 20211130
7998 | 2021-11-30T05:00 | 20211130
7999 | 2021-11-30T06:00 | 20211130
8000 | 2021-11-30T07:00 | 20211130
8001 | 2021-11-30T08:00 | 20211130
8002 | 2021-11-30T09:00 | 20211130
8003 | 2021-11-30T10:00 | 20211130
8004 | 2021-11-30T11:00 | 20211130
8005 | 2021-11-30T12:00 | 20211130
8006 | 2021-11-30T13:00 | 20211130
8007 | 2021-11-30T14:00 | 20211130
8008 | 2021-11-30T15:00 | 20211130
8009 | 2021-11-30T16:00 | 20211130
8010 | 2021-11-30T17:00 | 20211130
8011 | 2021-11-30T18:00 | 20211130
8012 | 2021-11-30T19:00 | 20211130
8013 | 2021-11-30T20:00 | 20211130
8014 | 2021-11-30T21:00 | 20211130
8015 | 2021-11-30T22:00 | 20211130
8016 | 2021-11-30T23:00 | 20211130
8017 | 2021-12-01T00:00 | 20211201
8018 | 2021-12-01T01:00 | 20211201
8019 | 2021-12-01T02:00 | 20211201
8020 | 2021-12-01T03:00 | 20211201
8021 | 2021-12-01T04:00 | 20211201
8022 | 2021-12-01T05:00 | 20211201
8023 | 2021-12-01T06:00 | 20211201
8024 | 2021-12-01T07:00 | 20211201
8025 | 2021-12-01T08:00 | 20211201
8026 | 2021-12-01T09:00 | 20211201
8027 | 2021-12-01T10:00 | 20211201
8028 | 2021-12-01T11:00 | 20211201
8029 | 2021-12-01T12:00 | 20211201
8030 | 2021-12-01T13:00 | 20211201
8031 | 2021-12-01T14:00 | 20211201
8032 | 2021-12-01T15:00 | 20211201
8033 | 2021-12-01T16:00 | 20211201
8034 | 2021-12-01T17:00 | 20211201
8035 | 2021-12-01T18:00 | 20211201
8036 | 2021-12-01T19:00 | 20211201
8037 | 2021-12-01T20:00 | 20211201
8038 | 2021-12-01T21:00 | 20211201
8039 | 2021-12-01T22:00 | 20211201
8040 | 2021-12-01T23:00 | 20211201
8041 | 2021-12-02T00:00 | 20211202
8042 | 2021-12-02T01:00 | 20211202
8043 | 2021-12-02T02:00 | 20211202
8044 | 2021-12-02T03:00 | 20211202
8045 | 2021-12-02T04:00 | 20211202
8046 | 2021-12-02T05:00 | 20211202
8047 | 2021-12-02T06:00 | 20211202
8048 | 2021-12-02T07:00 | 20211202
8049 | 2021-12-02T08:00 | 20211202
8050 | 2021-12-02T09:00 | 20211202
8051 | 2021-12-02T10:00 | 20211202
8052 | 2021-12-02T11:00 | 20211202
8053 | 2021-12-02T12:00 | 20211202
8054 | 2021-12-02T13:00 | 20211202
8055 | 2021-12-02T14:00 | 20211202
8056 | 2021-12-02T15:00 | 20211202
8057 | 2021-12-02T16:00 | 20211202
8058 | 2021-12-02T17:00 | 20211202
8059 | 2021-12-02T18:00 | 20211202
8060 | 2021-12-02T19:00 | 20211202
8061 | 2021-12-02T20:00 | 20211202
8062 | 2021-12-02T21:00 | 20211202
8063 | 2021-12-02T22:00 | 20211202
8064 | 2021-12-02T23:00 | 20211202
8065 | 2021-12-03T00:00 | 20211203
8066 | 2021-12-03T01:00 | 20211203
8067 | 2021-12-03T02:00 | 20211203
8068 | 2021-12-03T03:00 | 20211203
8069 | 2021-12-03T04:00 | 20211203
8070 | 2021-12-03T05:00 | 20211203
8071 | 2021-12-03T06:00 | 20211203
8072 | 2021-12-03T07:00 | 20211203
8073 | 2021-12-03T08:00 | 20211203
8074 | 2021-12-03T09:00 | 20211203
8075 | 2021-12-03T10:00 | 20211203
8076 | 2021-12-03T11:00 | 20211203
8077 | 2021-12-03T12:00 | 20211203
8078 | 2021-12-03T13:00 | 20211203
8079 | 2021-12-03T14:00 | 20211203
8080 | 2021-12-03T15:00 | 20211203
8081 | 2021-12-03T16:00 | 20211203
8082 | 2021-12-03T17:00 | 20211203
8083 | 2021-12-03T18:00 | 20211203
8084 | 2021-12-03T19:00 | 20211203
8085 | 2021-12-03T20:00 | 20211203
8086 | 2021-12-03T21:00 | 20211203
8087 | 2021-12-03T22:00 | 20211203
8088 | 2021-12-03T23:00 | 20211203
8089 | 2021-12-04T00:00 | 20211204
8090 | 2021-12-04T01:00 | 20211204
8091 | 2021-12-04T02:00 | 20211204
8092 | 2021-12-04T03:00 | 20211204
8093 | 2021-12-04T04:00 | 20211204
8094 | 2021-12-04T05:00 | 20211204
8095 | 2021-12-04T06:00 | 20211204
8096 | 2021-12-04T07:00 | 20211204
8097 | 2021-12-04T08:00 | 20211204
8098 | 2021-12-04T09:00 | 20211204
8099 | 2021-12-04T10:00 | 20211204
8100 | 2021-12-04T11:00 | 20211204
8101 | 2021-12-04T12:00 | 20211204
8102 | 2021-12-04T13:00 | 20211204
8103 | 2021-12-04T14:00 | 20211204
8104 | 2021-12-04T15:00 | 20211204
8105 | 2021-12-04T16:00 | 20211204
8106 | 2021-12-04T17:00 | 20211204
8107 | 2021-12-04T18:00 | 20211204
8108 | 2021-12-04T19:00 | 20211204
8109 | 2021-12-04T20:00 | 20211204
8110 | 2021-12-04T21:00 | 20211204
8111 | 2021-12-04T22:00 | 20211204
8112 | 2021-12-04T23:00 | 20211204
8113 | 2021-12-05T00:00 | 20211205
8114 | 2021-12-05T01:00 | 20211205
8115 | 2021-12-05T02:00 | 20211205
8116 | 2021-12-05T03:00 | 20211205
8117 | 2021-12-05T04:00 | 20211205
8118 | 2021-12-05T05:00 | 20211205
8119 | 2021-12-05T06:00 | 20211205
8120 | 2021-12-05T07:00 | 20211205
8121 | 2021-12-05T08:00 | 20211205
8122 | 2021-12-05T09:00 | 20211205
8123 | 2021-12-05T10:00 | 20211205
8124 | 2021-12-05T11:00 | 20211205
8125 | 2021-12-05T12:00 | 20211205
8126 | 2021-12-05T13:00 | 20211205
8127 | 2021-12-05T14:00 | 20211205
8128 | 2021-12-05T15:00 | 20211205
8129 | 2021-12-05T16:00 | 20211205
8130 | 2021-12-05T17:00 | 20211205
8131 | 2021-12-05T18:00 | 20211205
8132 | 2021-12-05T19:00 | 20211205
8133 | 2021-12-05T20:00 | 20211205
8134 | 2021-12-05T21:00 | 20211205
8135 | 2021-12-05T22:00 | 20211205
8136 | 2021-12-05T23:00 | 20211205
8137 | 2021-12-06T00:00 | 20211206
8138 | 2021-12-06T01:00 | 20211206
8139 | 2021-12-06T02:00 | 20211206
8140 | 2021-12-06T03:00 | 20211206
8141 | 2021-12-06T04:00 | 20211206
8142 | 2021-12-06T05:00 | 20211206
8143 | 2021-12-06T06:00 | 20211206
8144 | 2021-12-06T07:00 | 20211206
8145 | 2021-12-06T08:00 | 20211206
8146 | 2021-12-06T09:00 | 20211206
8147 | 2021-12-06T10:00 | 20211206
8148 | 2021-12-06T11:00 | 20211206
8149 | 2021-12-06T12:00 | 20211206
8150 | 2021-12-06T13:00 | 20211206
8151 | 2021-12-06T14:00 | 20211206
8152 | 2021-12-06T15:00 | 20211206
8153 | 2021-12-06T16:00 | 20211206
8154 | 2021-12-06T17:00 | 20211206
8155 | 2021-12-06T18:00 | 20211206
8156 | 2021-12-06T19:00 | 20211206
8157 | 2021-12-06T20:00 | 20211206
8158 | 2021-12-06T21:00 | 20211206
8159 | 2021-12-06T22:00 | 20211206
8160 | 2021-12-06T23:00 | 20211206
8161 | 2021-12-07T00:00 | 20211207
8162 | 2021-12-07T01:00 | 20211207
8163 | 2021-12-07T02:00 | 20211207
8164 | 2021-12-07T03:00 | 20211207
8165 | 2021-12-07T04:00 | 20211207
8166 | 2021-12-07T05:00 | 20211207
8167 | 2021-12-07T06:00 | 20211207
8168 | 2021-12-07T07:00 | 20211207
8169 | 2021-12-07T08:00 | 20211207
8170 | 2021-12-07T09:00 | 20211207
8171 | 2021-12-07T10:00 | 20211207
8172 | 2021-12-07T11:00 | 20211207
8173 | 2021-12-07T12:00 | 20211207
8174 | 2021-12-07T13:00 | 20211207
8175 | 2021-12-07T14:00 | 20211207
8176 | 2021-12-07T15:00 | 20211207
8177 | 2021-12-07T16:00 | 20211207
8178 | 2021-12-07T17:00 | 20211207
8179 | 2021-12-07T18:00 | 20211207
8180 | 2021-12-07T19:00 | 20211207
8181 | 2021-12-07T20:00 | 20211207
8182 | 2021-12-07T21:00 | 20211207
8183 | 2021-12-07T22:00 | 20211207
8184 | 2021-12-07T23:00 | 20211207
8185 | 2021-12-08T00:00 | 20211208
8186 | 2021-12-08T01:00 | 20211208
8187 | 2021-12-08T02:00 | 20211208
8188 | 2021-12-08T03:00 | 20211208
8189 | 2021-12-08T04:00 | 20211208
8190 | 2021-12-08T05:00 | 20211208
8191 | 2021-12-08T06:00 | 20211208
8192 | 2021-12-08T07:00 | 20211208
8193 | 2021-12-08T08:00 | 20211208
8194 | 2021-12-08T09:00 | 20211208
8195 | 2021-12-08T10:00 | 20211208
8196 | 2021-12-08T11:00 | 20211208
8197 | 2021-12-08T12:00 | 20211208
8198 | 2021-12-08T13:00 | 20211208
8199 | 2021-12-08T14:00 | 20211208
8200 | 2021-12-08T15:00 | 20211208
8201 | 2021-12-08T16:00 | 20211208
8202 | 2021-12-08T17:00 | 20211208
8203 | 2021-12-08T18:00 | 20211208
8204 | 2021-12-08T19:00 | 20211208
8205 | 2021-12-08T20:00 | 20211208
8206 | 2021-12-08T21:00 | 20211208
8207 | 2021-12-08T22:00 | 20211208
8208 | 2021-12-08T23:00 | 20211208
8209 | 2021-12-09T00:00 | 20211209
8210 | 2021-12-09T01:00 | 20211209
8211 | 2021-12-09T02:00 | 20211209
8212 | 2021-12-09T03:00 | 20211209
8213 | 2021-12-09T04:00 | 20211209
8214 | 2021-12-09T05:00 | 20211209
8215 | 2021-12-09T06:00 | 20211209
8216 | 2021-12-09T07:00 | 20211209
8217 | 2021-12-09T08:00 | 20211209
8218 | 2021-12-09T09:00 | 20211209
8219 | 2021-12-09T10:00 | 20211209
8220 | 2021-12-09T11:00 | 20211209
8221 | 2021-12-09T12:00 | 20211209
8222 | 2021-12-09T13:00 | 20211209
8223 | 2021-12-09T14:00 | 20211209
8224 | 2021-12-09T15:00 | 20211209
8225 | 2021-12-09T16:00 | 20211209
8226 | 2021-12-09T17:00 | 20211209
8227 | 2021-12-09T18:00 | 20211209
8228 | 2021-12-09T19:00 | 20211209
8229 | 2021-12-09T20:00 | 20211209
8230 | 2021-12-09T21:00 | 20211209
8231 | 2021-12-09T22:00 | 20211209
8232 | 2021-12-09T23:00 | 20211209
8233 | 2021-12-10T00:00 | 20211210
8234 | 2021-12-10T01:00 | 20211210
8235 | 2021-12-10T02:00 | 20211210
8236 | 2021-12-10T03:00 | 20211210
8237 | 2021-12-10T04:00 | 20211210
8238 | 2021-12-10T05:00 | 20211210
8239 | 2021-12-10T06:00 | 20211210
8240 | 2021-12-10T07:00 | 20211210
8241 | 2021-12-10T08:00 | 20211210
8242 | 2021-12-10T09:00 | 20211210
8243 | 2021-12-10T10:00 | 20211210
8244 | 2021-12-10T11:00 | 20211210
8245 | 2021-12-10T12:00 | 20211210
8246 | 2021-12-10T13:00 | 20211210
8247 | 2021-12-10T14:00 | 20211210
8248 | 2021-12-10T15:00 | 20211210
8249 | 2021-12-10T16:00 | 20211210
8250 | 2021-12-10T17:00 | 20211210
8251 | 2021-12-10T18:00 | 20211210
8252 | 2021-12-10T19:00 | 20211210
8253 | 2021-12-10T20:00 | 20211210
8254 | 2021-12-10T21:00 | 20211210
8255 | 2021-12-10T22:00 | 20211210
8256 | 2021-12-10T23:00 | 20211210
8257 | 2021-12-11T00:00 | 20211211
8258 | 2021-12-11T01:00 | 20211211
8259 | 2021-12-11T02:00 | 20211211
8260 | 2021-12-11T03:00 | 20211211
8261 | 2021-12-11T04:00 | 20211211
8262 | 2021-12-11T05:00 | 20211211
8263 | 2021-12-11T06:00 | 20211211
8264 | 2021-12-11T07:00 | 20211211
8265 | 2021-12-11T08:00 | 20211211
8266 | 2021-12-11T09:00 | 20211211
8267 | 2021-12-11T10:00 | 20211211
8268 | 2021-12-11T11:00 | 20211211
8269 | 2021-12-11T12:00 | 20211211
8270 | 2021-12-11T13:00 | 20211211
8271 | 2021-12-11T14:00 | 20211211
8272 | 2021-12-11T15:00 | 20211211
8273 | 2021-12-11T16:00 | 20211211
8274 | 2021-12-11T17:00 | 20211211
8275 | 2021-12-11T18:00 | 20211211
8276 | 2021-12-11T19:00 | 20211211
8277 | 2021-12-11T20:00 | 20211211
8278 | 2021-12-11T21:00 | 20211211
8279 | 2021-12-11T22:00 | 20211211
8280 | 2021-12-11T23:00 | 20211211
8281 | 2021-12-12T00:00 | 20211212
8282 | 2021-12-12T01:00 | 20211212
8283 | 2021-12-12T02:00 | 20211212
8284 | 2021-12-12T03:00 | 20211212
8285 | 2021-12-12T04:00 | 20211212
8286 | 2021-12-12T05:00 | 20211212
8287 | 2021-12-12T06:00 | 20211212
8288 | 2021-12-12T07:00 | 20211212
8289 | 2021-12-12T08:00 | 20211212
8290 | 2021-12-12T09:00 | 20211212
8291 | 2021-12-12T10:00 | 20211212
8292 | 2021-12-12T11:00 | 20211212
8293 | 2021-12-12T12:00 | 20211212
8294 | 2021-12-12T13:00 | 20211212
8295 | 2021-12-12T14:00 | 20211212
8296 | 2021-12-12T15:00 | 20211212
8297 | 2021-12-12T16:00 | 20211212
8298 | 2021-12-12T17:00 | 20211212
8299 | 2021-12-12T18:00 | 20211212
8300 | 2021-12-12T19:00 | 20211212
8301 | 2021-12-12T20:00 | 20211212
8302 | 2021-12-12T21:00 | 20211212
8303 | 2021-12-12T22:00 | 20211212
8304 | 2021-12-12T23:00 | 20211212
8305 | 2021-12-13T00:00 | 20211213
8306 | 2021-12-13T01:00 | 20211213
8307 | 2021-12-13T02:00 | 20211213
8308 | 2021-12-13T03:00 | 20211213
8309 | 2021-12-13T04:00 | 20211213
8310 | 2021-12-13T05:00 | 20211213
8311 | 2021-12-13T06:00 | 20211213
8312 | 2021-12-13T07:00 | 20211213
8313 | 2021-12-13T08:00 | 20211213
8314 | 2021-12-13T09:00 | 20211213
8315 | 2021-12-13T10:00 | 20211213
8316 | 2021-12-13T11:00 | 20211213
8317 | 2021-12-13T12:00 | 20211213
8318 | 2021-12-13T13:00 | 20211213
8319 | 2021-12-13T14:00 | 20211213
8320 | 2021-12-13T15:00 | 20211213
8321 | 2021-12-13T16:00 | 20211213
8322 | 2021-12-13T17:00 | 20211213
8323 | 2021-12-13T18:00 | 20211213
8324 | 2021-12-13T19:00 | 20211213
8325 | 2021-12-13T20:00 | 20211213
8326 | 2021-12-13T21:00 | 20211213
8327 | 2021-12-13T22:00 | 20211213
8328 | 2021-12-13T23:00 | 20211213
8329 | 2021-12-14T00:00 | 20211214
8330 | 2021-12-14T01:00 | 20211214
8331 | 2021-12-14T02:00 | 20211214
8332 | 2021-12-14T03:00 | 20211214
8333 | 2021-12-14T04:00 | 20211214
8334 | 2021-12-14T05:00 | 20211214
8335 | 2021-12-14T06:00 | 20211214
8336 | 2021-12-14T07:00 | 20211214
8337 | 2021-12-14T08:00 | 20211214
8338 | 2021-12-14T09:00 | 20211214
8339 | 2021-12-14T10:00 | 20211214
8340 | 2021-12-14T11:00 | 20211214
8341 | 2021-12-14T12:00 | 20211214
8342 | 2021-12-14T13:00 | 20211214
8343 | 2021-12-14T14:00 | 20211214
8344 | 2021-12-14T15:00 | 20211214
8345 | 2021-12-14T16:00 | 20211214
8346 | 2021-12-14T17:00 | 20211214
8347 | 2021-12-14T18:00 | 20211214
8348 | 2021-12-14T19:00 | 20211214
8349 | 2021-12-14T20:00 | 20211214
8350 | 2021-12-14T21:00 | 20211214
8351 | 2021-12-14T22:00 | 20211214
8352 | 2021-12-14T23:00 | 20211214
8353 | 2021-12-15T00:00 | 20211215
8354 | 2021-12-15T01:00 | 20211215
8355 | 2021-12-15T02:00 | 20211215
8356 | 2021-12-15T03:00 | 20211215
8357 | 2021-12-15T04:00 | 20211215
8358 | 2021-12-15T05:00 | 20211215
8359 | 2021-12-15T06:00 | 20211215
8360 | 2021-12-15T07:00 | 20211215
8361 | 2021-12-15T08:00 | 20211215
8362 | 2021-12-15T09:00 | 20211215
8363 | 2021-12-15T10:00 | 20211215
8364 | 2021-12-15T11:00 | 20211215
8365 | 2021-12-15T12:00 | 20211215
8366 | 2021-12-15T13:00 | 20211215
8367 | 2021-12-15T14:00 | 20211215
8368 | 2021-12-15T15:00 | 20211215
8369 | 2021-12-15T16:00 | 20211215
8370 | 2021-12-15T17:00 | 20211215
8371 | 2021-12-15T18:00 | 20211215
8372 | 2021-12-15T19:00 | 20211215
8373 | 2021-12-15T20:00 | 20211215
8374 | 2021-12-15T21:00 | 20211215
8375 | 2021-12-15T22:00 | 20211215
8376 | 2021-12-15T23:00 | 20211215
8377 | 2021-12-16T00:00 | 20211216
8378 | 2021-12-16T01:00 | 20211216
8379 | 2021-12-16T02:00 | 20211216
8380 | 2021-12-16T03:00 | 20211216
8381 | 2021-12-16T04:00 | 20211216
8382 | 2021-12-16T05:00 | 20211216
8383 | 2021-12-16T06:00 | 20211216
8384 | 2021-12-16T07:00 | 20211216
8385 | 2021-12-16T08:00 | 20211216
8386 | 2021-12-16T09:00 | 20211216
8387 | 2021-12-16T10:00 | 20211216
8388 | 2021-12-16T11:00 | 20211216
8389 | 2021-12-16T12:00 | 20211216
8390 | 2021-12-16T13:00 | 20211216
8391 | 2021-12-16T14:00 | 20211216
8392 | 2021-12-16T15:00 | 20211216
8393 | 2021-12-16T16:00 | 20211216
8394 | 2021-12-16T17:00 | 20211216
8395 | 2021-12-16T18:00 | 20211216
8396 | 2021-12-16T19:00 | 20211216
8397 | 2021-12-16T20:00 | 20211216
8398 | 2021-12-16T21:00 | 20211216
8399 | 2021-12-16T22:00 | 20211216
8400 | 2021-12-16T23:00 | 20211216
8401 | 2021-12-17T00:00 | 20211217
8402 | 2021-12-17T01:00 | 20211217
8403 | 2021-12-17T02:00 | 20211217
8404 | 2021-12-17T03:00 | 20211217
8405 | 2021-12-17T04:00 | 20211217
8406 | 2021-12-17T05:00 | 20211217
8407 | 2021-12-17T06:00 | 20211217
8408 | 2021-12-17T07:00 | 20211217
8409 | 2021-12-17T08:00 | 20211217
8410 | 2021-12-17T09:00 | 20211217
8411 | 2021-12-17T10:00 | 20211217
8412 | 2021-12-17T11:00 | 20211217
8413 | 2021-12-17T12:00 | 20211217
8414 | 2021-12-17T13:00 | 20211217
8415 | 2021-12-17T14:00 | 20211217
8416 | 2021-12-17T15:00 | 20211217
8417 | 2021-12-17T16:00 | 20211217
8418 | 2021-12-17T17:00 | 20211217
8419 | 2021-12-17T18:00 | 20211217
8420 | 2021-12-17T19:00 | 20211217
8421 | 2021-12-17T20:00 | 20211217
8422 | 2021-12-17T21:00 | 20211217
8423 | 2021-12-17T22:00 | 20211217
8424 | 2021-12-17T23:00 | 20211217
8425 | 2021-12-18T00:00 | 20211218
8426 | 2021-12-18T01:00 | 20211218
8427 | 2021-12-18T02:00 | 20211218
8428 | 2021-12-18T03:00 | 20211218
8429 | 2021-12-18T04:00 | 20211218
8430 | 2021-12-18T05:00 | 20211218
8431 | 2021-12-18T06:00 | 20211218
8432 | 2021-12-18T07:00 | 20211218
8433 | 2021-12-18T08:00 | 20211218
8434 | 2021-12-18T09:00 | 20211218
8435 | 2021-12-18T10:00 | 20211218
8436 | 2021-12-18T11:00 | 20211218
8437 | 2021-12-18T12:00 | 20211218
8438 | 2021-12-18T13:00 | 20211218
8439 | 2021-12-18T14:00 | 20211218
8440 | 2021-12-18T15:00 | 20211218
8441 | 2021-12-18T16:00 | 20211218
8442 | 2021-12-18T17:00 | 20211218
8443 | 2021-12-18T18:00 | 20211218
8444 | 2021-12-18T19:00 | 20211218
8445 | 2021-12-18T20:00 | 20211218
8446 | 2021-12-18T21:00 | 20211218
8447 | 2021-12-18T22:00 | 20211218
8448 | 2021-12-18T23:00 | 20211218
8449 | 2021-12-19T00:00 | 20211219
8450 | 2021-12-19T01:00 | 20211219
8451 | 2021-12-19T02:00 | 20211219
8452 | 2021-12-19T03:00 | 20211219
8453 | 2021-12-19T04:00 | 20211219
8454 | 2021-12-19T05:00 | 20211219
8455 | 2021-12-19T06:00 | 20211219
8456 | 2021-12-19T07:00 | 20211219
8457 | 2021-12-19T08:00 | 20211219
8458 | 2021-12-19T09:00 | 20211219
8459 | 2021-12-19T10:00 | 20211219
8460 | 2021-12-19T11:00 | 20211219
8461 | 2021-12-19T12:00 | 20211219
8462 | 2021-12-19T13:00 | 20211219
8463 | 2021-12-19T14:00 | 20211219
8464 | 2021-12-19T15:00 | 20211219
8465 | 2021-12-19T16:00 | 20211219
8466 | 2021-12-19T17:00 | 20211219
8467 | 2021-12-19T18:00 | 20211219
8468 | 2021-12-19T19:00 | 20211219
8469 | 2021-12-19T20:00 | 20211219
8470 | 2021-12-19T21:00 | 20211219
8471 | 2021-12-19T22:00 | 20211219
8472 | 2021-12-19T23:00 | 20211219
8473 | 2021-12-20T00:00 | 20211220
8474 | 2021-12-20T01:00 | 20211220
8475 | 2021-12-20T02:00 | 20211220
8476 | 2021-12-20T03:00 | 20211220
8477 | 2021-12-20T04:00 | 20211220
8478 | 2021-12-20T05:00 | 20211220
8479 | 2021-12-20T06:00 | 20211220
8480 | 2021-12-20T07:00 | 20211220
8481 | 2021-12-20T08:00 | 20211220
8482 | 2021-12-20T09:00 | 20211220
8483 | 2021-12-20T10:00 | 20211220
8484 | 2021-12-20T11:00 | 20211220
8485 | 2021-12-20T12:00 | 20211220
8486 | 2021-12-20T13:00 | 20211220
8487 | 2021-12-20T14:00 | 20211220
8488 | 2021-12-20T15:00 | 20211220
8489 | 2021-12-20T16:00 | 20211220
8490 | 2021-12-20T17:00 | 20211220
8491 | 2021-12-20T18:00 | 20211220
8492 | 2021-12-20T19:00 | 20211220
8493 | 2021-12-20T20:00 | 20211220
8494 | 2021-12-20T21:00 | 20211220
8495 | 2021-12-20T22:00 | 20211220
8496 | 2021-12-20T23:00 | 20211220
8497 | 2021-12-21T00:00 | 20211221
8498 | 2021-12-21T01:00 | 20211221
8499 | 2021-12-21T02:00 | 20211221
8500 | 2021-12-21T03:00 | 20211221
8501 | 2021-12-21T04:00 | 20211221
8502 | 2021-12-21T05:00 | 20211221
8503 | 2021-12-21T06:00 | 20211221
8504 | 2021-12-21T07:00 | 20211221
8505 | 2021-12-21T08:00 | 20211221
8506 | 2021-12-21T09:00 | 20211221
8507 | 2021-12-21T10:00 | 20211221
8508 | 2021-12-21T11:00 | 20211221
8509 | 2021-12-21T12:00 | 20211221
8510 | 2021-12-21T13:00 | 20211221
8511 | 2021-12-21T14:00 | 20211221
8512 | 2021-12-21T15:00 | 20211221
8513 | 2021-12-21T16:00 | 20211221
8514 | 2021-12-21T17:00 | 20211221
8515 | 2021-12-21T18:00 | 20211221
8516 | 2021-12-21T19:00 | 20211221
8517 | 2021-12-21T20:00 | 20211221
8518 | 2021-12-21T21:00 | 20211221
8519 | 2021-12-21T22:00 | 20211221
8520 | 2021-12-21T23:00 | 20211221
8521 | 2021-12-22T00:00 | 20211222
8522 | 2021-12-22T01:00 | 20211222
8523 | 2021-12-22T02:00 | 20211222
8524 | 2021-12-22T03:00 | 20211222
8525 | 2021-12-22T04:00 | 20211222
8526 | 2021-12-22T05:00 | 20211222
8527 | 2021-12-22T06:00 | 20211222
8528 | 2021-12-22T07:00 | 20211222
8529 | 2021-12-22T08:00 | 20211222
8530 | 2021-12-22T09:00 | 20211222
8531 | 2021-12-22T10:00 | 20211222
8532 | 2021-12-22T11:00 | 20211222
8533 | 2021-12-22T12:00 | 20211222
8534 | 2021-12-22T13:00 | 20211222
8535 | 2021-12-22T14:00 | 20211222
8536 | 2021-12-22T15:00 | 20211222
8537 | 2021-12-22T16:00 | 20211222
8538 | 2021-12-22T17:00 | 20211222
8539 | 2021-12-22T18:00 | 20211222
8540 | 2021-12-22T19:00 | 20211222
8541 | 2021-12-22T20:00 | 20211222
8542 | 2021-12-22T21:00 | 20211222
8543 | 2021-12-22T22:00 | 20211222
8544 | 2021-12-22T23:00 | 20211222
8545 | 2021-12-23T00:00 | 20211223
8546 | 2021-12-23T01:00 | 20211223
8547 | 2021-12-23T02:00 | 20211223
8548 | 2021-12-23T03:00 | 20211223
8549 | 2021-12-23T04:00 | 20211223
8550 | 2021-12-23T05:00 | 20211223
8551 | 2021-12-23T06:00 | 20211223
8552 | 2021-12-23T07:00 | 20211223
8553 | 2021-12-23T08:00 | 20211223
8554 | 2021-12-23T09:00 | 20211223
8555 | 2021-12-23T10:00 | 20211223
8556 | 2021-12-23T11:00 | 20211223
8557 | 2021-12-23T12:00 | 20211223
8558 | 2021-12-23T13:00 | 20211223
8559 | 2021-12-23T14:00 | 20211223
8560 | 2021-12-23T15:00 | 20211223
8561 | 2021-12-23T16:00 | 20211223
8562 | 2021-12-23T17:00 | 20211223
8563 | 2021-12-23T18:00 | 20211223
8564 | 2021-12-23T19:00 | 20211223
8565 | 2021-12-23T20:00 | 20211223
8566 | 2021-12-23T21:00 | 20211223
8567 | 2021-12-23T22:00 | 20211223
8568 | 2021-12-23T23:00 | 20211223
8569 | 2021-12-24T00:00 | 20211224
8570 | 2021-12-24T01:00 | 20211224
8571 | 2021-12-24T02:00 | 20211224
8572 | 2021-12-24T03:00 | 20211224
8573 | 2021-12-24T04:00 | 20211224
8574 | 2021-12-24T05:00 | 20211224
8575 | 2021-12-24T06:00 | 20211224
8576 | 2021-12-24T07:00 | 20211224
8577 | 2021-12-24T08:00 | 20211224
8578 | 2021-12-24T09:00 | 20211224
8579 | 2021-12-24T10:00 | 20211224
8580 | 2021-12-24T11:00 | 20211224
8581 | 2021-12-24T12:00 | 20211224
8582 | 2021-12-24T13:00 | 20211224
8583 | 2021-12-24T14:00 | 20211224
8584 | 2021-12-24T15:00 | 20211224
8585 | 2021-12-24T16:00 | 20211224
8586 | 2021-12-24T17:00 | 20211224
8587 | 2021-12-24T18:00 | 20211224
8588 | 2021-12-24T19:00 | 20211224
8589 | 2021-12-24T20:00 | 20211224
8590 | 2021-12-24T21:00 | 20211224
8591 | 2021-12-24T22:00 | 20211224
8592 | 2021-12-24T23:00 | 20211224
8593 | 2021-12-25T00:00 | 20211225
8594 | 2021-12-25T01:00 | 20211225
8595 | 2021-12-25T02:00 | 20211225
8596 | 2021-12-25T03:00 | 20211225
8597 | 2021-12-25T04:00 | 20211225
8598 | 2021-12-25T05:00 | 20211225
8599 | 2021-12-25T06:00 | 20211225
8600 | 2021-12-25T07:00 | 20211225
8601 | 2021-12-25T08:00 | 20211225
8602 | 2021-12-25T09:00 | 20211225
8603 | 2021-12-25T10:00 | 20211225
8604 | 2021-12-25T11:00 | 20211225
8605 | 2021-12-25T12:00 | 20211225
8606 | 2021-12-25T13:00 | 20211225
8607 | 2021-12-25T14:00 | 20211225
8608 | 2021-12-25T15:00 | 20211225
8609 | 2021-12-25T16:00 | 20211225
8610 | 2021-12-25T17:00 | 20211225
8611 | 2021-12-25T18:00 | 20211225
8612 | 2021-12-25T19:00 | 20211225
8613 | 2021-12-25T20:00 | 20211225
8614 | 2021-12-25T21:00 | 20211225
8615 | 2021-12-25T22:00 | 20211225
8616 | 2021-12-25T23:00 | 20211225
8617 | 2021-12-26T00:00 | 20211226
8618 | 2021-12-26T01:00 | 20211226
8619 | 2021-12-26T02:00 | 20211226
8620 | 2021-12-26T03:00 | 20211226
8621 | 2021-12-26T04:00 | 20211226
8622 | 2021-12-26T05:00 | 20211226
8623 | 2021-12-26T06:00 | 20211226
8624 | 2021-12-26T07:00 | 20211226
8625 | 2021-12-26T08:00 | 20211226
8626 | 2021-12-26T09:00 | 20211226
8627 | 2021-12-26T10:00 | 20211226
8628 | 2021-12-26T11:00 | 20211226
8629 | 2021-12-26T12:00 | 20211226
8630 | 2021-12-26T13:00 | 20211226
8631 | 2021-12-26T14:00 | 20211226
8632 | 2021-12-26T15:00 | 20211226
8633 | 2021-12-26T16:00 | 20211226
8634 | 2021-12-26T17:00 | 20211226
8635 | 2021-12-26T18:00 | 20211226
8636 | 2021-12-26T19:00 | 20211226
8637 | 2021-12-26T20:00 | 20211226
8638 | 2021-12-26T21:00 | 20211226
8639 | 2021-12-26T22:00 | 20211226
8640 | 2021-12-26T23:00 | 20211226
8641 | 2021-12-27T00:00 | 20211227
8642 | 2021-12-27T01:00 | 20211227
8643 | 2021-12-27T02:00 | 20211227
8644 | 2021-12-27T03:00 | 20211227
8645 | 2021-12-27T04:00 | 20211227
8646 | 2021-12-27T05:00 | 20211227
8647 | 2021-12-27T06:00 | 20211227
8648 | 2021-12-27T07:00 | 20211227
8649 | 2021-12-27T08:00 | 20211227
8650 | 2021-12-27T09:00 | 20211227
8651 | 2021-12-27T10:00 | 20211227
8652 | 2021-12-27T11:00 | 20211227
8653 | 2021-12-27T12:00 | 20211227
8654 | 2021-12-27T13:00 | 20211227
8655 | 2021-12-27T14:00 | 20211227
8656 | 2021-12-27T15:00 | 20211227
8657 | 2021-12-27T16:00 | 20211227
8658 | 2021-12-27T17:00 | 20211227
8659 | 2021-12-27T18:00 | 20211227
8660 | 2021-12-27T19:00 | 20211227
8661 | 2021-12-27T20:00 | 20211227
8662 | 2021-12-27T21:00 | 20211227
8663 | 2021-12-27T22:00 | 20211227
8664 | 2021-12-27T23:00 | 20211227
8665 | 2021-12-28T00:00 | 20211228
8666 | 2021-12-28T01:00 | 20211228
8667 | 2021-12-28T02:00 | 20211228
8668 | 2021-12-28T03:00 | 20211228
8669 | 2021-12-28T04:00 | 20211228
8670 | 2021-12-28T05:00 | 20211228
8671 | 2021-12-28T06:00 | 20211228
8672 | 2021-12-28T07:00 | 20211228
8673 | 2021-12-28T08:00 | 20211228
8674 | 2021-12-28T09:00 | 20211228
8675 | 2021-12-28T10:00 | 20211228
8676 | 2021-12-28T11:00 | 20211228
8677 | 2021-12-28T12:00 | 20211228
8678 | 2021-12-28T13:00 | 20211228
8679 | 2021-12-28T14:00 | 20211228
8680 | 2021-12-28T15:00 | 20211228
8681 | 2021-12-28T16:00 | 20211228
8682 | 2021-12-28T17:00 | 20211228
8683 | 2021-12-28T18:00 | 20211228
8684 | 2021-12-28T19:00 | 20211228
8685 | 2021-12-28T20:00 | 20211228
8686 | 2021-12-28T21:00 | 20211228
8687 | 2021-12-28T22:00 | 20211228
8688 | 2021-12-28T23:00 | 20211228
8689 | 2021-12-29T00:00 | 20211229
8690 | 2021-12-29T01:00 | 20211229
8691 | 2021-12-29T02:00 | 20211229
8692 | 2021-12-29T03:00 | 20211229
8693 | 2021-12-29T04:00 | 20211229
8694 | 2021-12-29T05:00 | 20211229
8695 | 2021-12-29T06:00 | 20211229
8696 | 2021-12-29T07:00 | 20211229
8697 | 2021-12-29T08:00 | 20211229
8698 | 2021-12-29T09:00 | 20211229
8699 | 2021-12-29T10:00 | 20211229
8700 | 2021-12-29T11:00 | 20211229
8701 | 2021-12-29T12:00 | 20211229
8702 | 2021-12-29T13:00 | 20211229
8703 | 2021-12-29T14:00 | 20211229
8704 | 2021-12-29T15:00 | 20211229
8705 | 2021-12-29T16:00 | 20211229
8706 | 2021-12-29T17:00 | 20211229
8707 | 2021-12-29T18:00 | 20211229
8708 | 2021-12-29T19:00 | 20211229
8709 | 2021-12-29T20:00 | 20211229
8710 | 2021-12-29T21:00 | 20211229
8711 | 2021-12-29T22:00 | 20211229
8712 | 2021-12-29T23:00 | 20211229
8713 | 2021-12-30T00:00 | 20211230
8714 | 2021-12-30T01:00 | 20211230
8715 | 2021-12-30T02:00 | 20211230
8716 | 2021-12-30T03:00 | 20211230
8717 | 2021-12-30T04:00 | 20211230
8718 | 2021-12-30T05:00 | 20211230
8719 | 2021-12-30T06:00 | 20211230
8720 | 2021-12-30T07:00 | 20211230
8721 | 2021-12-30T08:00 | 20211230
8722 | 2021-12-30T09:00 | 20211230
8723 | 2021-12-30T10:00 | 20211230
8724 | 2021-12-30T11:00 | 20211230
8725 | 2021-12-30T12:00 | 20211230
8726 | 2021-12-30T13:00 | 20211230
8727 | 2021-12-30T14:00 | 20211230
8728 | 2021-12-30T15:00 | 20211230
8729 | 2021-12-30T16:00 | 20211230
8730 | 2021-12-30T17:00 | 20211230
8731 | 2021-12-30T18:00 | 20211230
8732 | 2021-12-30T19:00 | 20211230
8733 | 2021-12-30T20:00 | 20211230
8734 | 2021-12-30T21:00 | 20211230
8735 | 2021-12-30T22:00 | 20211230
8736 | 2021-12-30T23:00 | 20211230
8737 | 2021-12-31T00:00 | 20211231
8738 | 2021-12-31T01:00 | 20211231
8739 | 2021-12-31T02:00 | 20211231
8740 | 2021-12-31T03:00 | 20211231
8741 | 2021-12-31T04:00 | 20211231
8742 | 2021-12-31T05:00 | 20211231
8743 | 2021-12-31T06:00 | 20211231
8744 | 2021-12-31T07:00 | 20211231
8745 | 2021-12-31T08:00 | 20211231
8746 | 2021-12-31T09:00 | 20211231
8747 | 2021-12-31T10:00 | 20211231
8748 | 2021-12-31T11:00 | 20211231
8749 | 2021-12-31T12:00 | 20211231
8750 | 2021-12-31T13:00 | 20211231
8751 | 2021-12-31T14:00 | 20211231
8752 | 2021-12-31T15:00 | 20211231
8753 | 2021-12-31T16:00 | 20211231
8754 | 2021-12-31T17:00 | 20211231
8755 | 2021-12-31T18:00 | 20211231
8756 | 2021-12-31T19:00 | 20211231
8757 | 2021-12-31T20:00 | 20211231
8758 | 2021-12-31T21:00 | 20211231
8759 | 2021-12-31T22:00 | 20211231
8760 | 2021-12-31T23:00 | 20211231

## timeseries
TIMESERIES | ts_period | ts_duration_of_tp | ts_num_tps | ts_scale_to_period
20210101 | 2021 | 1 | 24 | 1
20210102 | 2021 | 1 | 24 | 1
20210103 | 2021 | 1 | 24 | 1
20210104 | 2021 | 1 | 24 | 1
20210105 | 2021 | 1 | 24 | 1
20210106 | 2021 | 1 | 24 | 1
20210107 | 2021 | 1 | 24 | 1
20210108 | 2021 | 1 | 24 | 1
20210109 | 2021 | 1 | 24 | 1
20210110 | 2021 | 1 | 24 | 1
20210111 | 2021 | 1 | 24 | 1
20210112 | 2021 | 1 | 24 | 1
20210113 | 2021 | 1 | 24 | 1
20210114 | 2021 | 1 | 24 | 1
20210115 | 2021 | 1 | 24 | 1
20210116 | 2021 | 1 | 24 | 1
20210117 | 2021 | 1 | 24 | 1
20210118 | 2021 | 1 | 24 | 1
20210119 | 2021 | 1 | 24 | 1
20210120 | 2021 | 1 | 24 | 1
20210121 | 2021 | 1 | 24 | 1
20210122 | 2021 | 1 | 24 | 1
20210123 | 2021 | 1 | 24 | 1
20210124 | 2021 | 1 | 24 | 1
20210125 | 2021 | 1 | 24 | 1
20210126 | 2021 | 1 | 24 | 1
20210127 | 2021 | 1 | 24 | 1
20210128 | 2021 | 1 | 24 | 1
20210129 | 2021 | 1 | 24 | 1
20210130 | 2021 | 1 | 24 | 1
20210131 | 2021 | 1 | 24 | 1
20210201 | 2021 | 1 | 24 | 1
20210202 | 2021 | 1 | 24 | 1
20210203 | 2021 | 1 | 24 | 1
20210204 | 2021 | 1 | 24 | 1
20210205 | 2021 | 1 | 24 | 1
20210206 | 2021 | 1 | 24 | 1
20210207 | 2021 | 1 | 24 | 1
20210208 | 2021 | 1 | 24 | 1
20210209 | 2021 | 1 | 24 | 1
20210210 | 2021 | 1 | 24 | 1
20210211 | 2021 | 1 | 24 | 1
20210212 | 2021 | 1 | 24 | 1
20210213 | 2021 | 1 | 24 | 1
20210214 | 2021 | 1 | 24 | 1
20210215 | 2021 | 1 | 24 | 1
20210216 | 2021 | 1 | 24 | 1
20210217 | 2021 | 1 | 24 | 1
20210218 | 2021 | 1 | 24 | 1
20210219 | 2021 | 1 | 24 | 1
20210220 | 2021 | 1 | 24 | 1
20210221 | 2021 | 1 | 24 | 1
20210222 | 2021 | 1 | 24 | 1
20210223 | 2021 | 1 | 24 | 1
20210224 | 2021 | 1 | 24 | 1
20210225 | 2021 | 1 | 24 | 1
20210226 | 2021 | 1 | 24 | 1
20210227 | 2021 | 1 | 24 | 1
20210228 | 2021 | 1 | 24 | 1
20210301 | 2021 | 1 | 24 | 1
20210302 | 2021 | 1 | 24 | 1
20210303 | 2021 | 1 | 24 | 1
20210304 | 2021 | 1 | 24 | 1
20210305 | 2021 | 1 | 24 | 1
20210306 | 2021 | 1 | 24 | 1
20210307 | 2021 | 1 | 24 | 1
20210308 | 2021 | 1 | 24 | 1
20210309 | 2021 | 1 | 24 | 1
20210310 | 2021 | 1 | 24 | 1
20210311 | 2021 | 1 | 24 | 1
20210312 | 2021 | 1 | 24 | 1
20210313 | 2021 | 1 | 24 | 1
20210314 | 2021 | 1 | 24 | 1
20210315 | 2021 | 1 | 24 | 1
20210316 | 2021 | 1 | 24 | 1
20210317 | 2021 | 1 | 24 | 1
20210318 | 2021 | 1 | 24 | 1
20210319 | 2021 | 1 | 24 | 1
20210320 | 2021 | 1 | 24 | 1
20210321 | 2021 | 1 | 24 | 1
20210322 | 2021 | 1 | 24 | 1
20210323 | 2021 | 1 | 24 | 1
20210324 | 2021 | 1 | 24 | 1
20210325 | 2021 | 1 | 24 | 1
20210326 | 2021 | 1 | 24 | 1
20210327 | 2021 | 1 | 24 | 1
20210328 | 2021 | 1 | 24 | 1
20210329 | 2021 | 1 | 24 | 1
20210330 | 2021 | 1 | 24 | 1
20210331 | 2021 | 1 | 24 | 1
20210401 | 2021 | 1 | 24 | 1
20210402 | 2021 | 1 | 24 | 1
20210403 | 2021 | 1 | 24 | 1
20210404 | 2021 | 1 | 24 | 1
20210405 | 2021 | 1 | 24 | 1
20210406 | 2021 | 1 | 24 | 1
20210407 | 2021 | 1 | 24 | 1
20210408 | 2021 | 1 | 24 | 1
20210409 | 2021 | 1 | 24 | 1
20210410 | 2021 | 1 | 24 | 1
20210411 | 2021 | 1 | 24 | 1
20210412 | 2021 | 1 | 24 | 1
20210413 | 2021 | 1 | 24 | 1
20210414 | 2021 | 1 | 24 | 1
20210415 | 2021 | 1 | 24 | 1
20210416 | 2021 | 1 | 24 | 1
20210417 | 2021 | 1 | 24 | 1
20210418 | 2021 | 1 | 24 | 1
20210419 | 2021 | 1 | 24 | 1
20210420 | 2021 | 1 | 24 | 1
20210421 | 2021 | 1 | 24 | 1
20210422 | 2021 | 1 | 24 | 1
20210423 | 2021 | 1 | 24 | 1
20210424 | 2021 | 1 | 24 | 1
20210425 | 2021 | 1 | 24 | 1
20210426 | 2021 | 1 | 24 | 1
20210427 | 2021 | 1 | 24 | 1
20210428 | 2021 | 1 | 24 | 1
20210429 | 2021 | 1 | 24 | 1
20210430 | 2021 | 1 | 24 | 1
20210501 | 2021 | 1 | 24 | 1
20210502 | 2021 | 1 | 24 | 1
20210503 | 2021 | 1 | 24 | 1
20210504 | 2021 | 1 | 24 | 1
20210505 | 2021 | 1 | 24 | 1
20210506 | 2021 | 1 | 24 | 1
20210507 | 2021 | 1 | 24 | 1
20210508 | 2021 | 1 | 24 | 1
20210509 | 2021 | 1 | 24 | 1
20210510 | 2021 | 1 | 24 | 1
20210511 | 2021 | 1 | 24 | 1
20210512 | 2021 | 1 | 24 | 1
20210513 | 2021 | 1 | 24 | 1
20210514 | 2021 | 1 | 24 | 1
20210515 | 2021 | 1 | 24 | 1
20210516 | 2021 | 1 | 24 | 1
20210517 | 2021 | 1 | 24 | 1
20210518 | 2021 | 1 | 24 | 1
20210519 | 2021 | 1 | 24 | 1
20210520 | 2021 | 1 | 24 | 1
20210521 | 2021 | 1 | 24 | 1
20210522 | 2021 | 1 | 24 | 1
20210523 | 2021 | 1 | 24 | 1
20210524 | 2021 | 1 | 24 | 1
20210525 | 2021 | 1 | 24 | 1
20210526 | 2021 | 1 | 24 | 1
20210527 | 2021 | 1 | 24 | 1
20210528 | 2021 | 1 | 24 | 1
20210529 | 2021 | 1 | 24 | 1
20210530 | 2021 | 1 | 24 | 1
20210531 | 2021 | 1 | 24 | 1
20210601 | 2021 | 1 | 24 | 1
20210602 | 2021 | 1 | 24 | 1
20210603 | 2021 | 1 | 24 | 1
20210604 | 2021 | 1 | 24 | 1
20210605 | 2021 | 1 | 24 | 1
20210606 | 2021 | 1 | 24 | 1
20210607 | 2021 | 1 | 24 | 1
20210608 | 2021 | 1 | 24 | 1
20210609 | 2021 | 1 | 24 | 1
20210610 | 2021 | 1 | 24 | 1
20210611 | 2021 | 1 | 24 | 1
20210612 | 2021 | 1 | 24 | 1
20210613 | 2021 | 1 | 24 | 1
20210614 | 2021 | 1 | 24 | 1
20210615 | 2021 | 1 | 24 | 1
20210616 | 2021 | 1 | 24 | 1
20210617 | 2021 | 1 | 24 | 1
20210618 | 2021 | 1 | 24 | 1
20210619 | 2021 | 1 | 24 | 1
20210620 | 2021 | 1 | 24 | 1
20210621 | 2021 | 1 | 24 | 1
20210622 | 2021 | 1 | 24 | 1
20210623 | 2021 | 1 | 24 | 1
20210624 | 2021 | 1 | 24 | 1
20210625 | 2021 | 1 | 24 | 1
20210626 | 2021 | 1 | 24 | 1
20210627 | 2021 | 1 | 24 | 1
20210628 | 2021 | 1 | 24 | 1
20210629 | 2021 | 1 | 24 | 1
20210630 | 2021 | 1 | 24 | 1
20210701 | 2021 | 1 | 24 | 1
20210702 | 2021 | 1 | 24 | 1
20210703 | 2021 | 1 | 24 | 1
20210704 | 2021 | 1 | 24 | 1
20210705 | 2021 | 1 | 24 | 1
20210706 | 2021 | 1 | 24 | 1
20210707 | 2021 | 1 | 24 | 1
20210708 | 2021 | 1 | 24 | 1
20210709 | 2021 | 1 | 24 | 1
20210710 | 2021 | 1 | 24 | 1
20210711 | 2021 | 1 | 24 | 1
20210712 | 2021 | 1 | 24 | 1
20210713 | 2021 | 1 | 24 | 1
20210714 | 2021 | 1 | 24 | 1
20210715 | 2021 | 1 | 24 | 1
20210716 | 2021 | 1 | 24 | 1
20210717 | 2021 | 1 | 24 | 1
20210718 | 2021 | 1 | 24 | 1
20210719 | 2021 | 1 | 24 | 1
20210720 | 2021 | 1 | 24 | 1
20210721 | 2021 | 1 | 24 | 1
20210722 | 2021 | 1 | 24 | 1
20210723 | 2021 | 1 | 24 | 1
20210724 | 2021 | 1 | 24 | 1
20210725 | 2021 | 1 | 24 | 1
20210726 | 2021 | 1 | 24 | 1
20210727 | 2021 | 1 | 24 | 1
20210728 | 2021 | 1 | 24 | 1
20210729 | 2021 | 1 | 24 | 1
20210730 | 2021 | 1 | 24 | 1
20210731 | 2021 | 1 | 24 | 1
20210801 | 2021 | 1 | 24 | 1
20210802 | 2021 | 1 | 24 | 1
20210803 | 2021 | 1 | 24 | 1
20210804 | 2021 | 1 | 24 | 1
20210805 | 2021 | 1 | 24 | 1
20210806 | 2021 | 1 | 24 | 1
20210807 | 2021 | 1 | 24 | 1
20210808 | 2021 | 1 | 24 | 1
20210809 | 2021 | 1 | 24 | 1
20210810 | 2021 | 1 | 24 | 1
20210811 | 2021 | 1 | 24 | 1
20210812 | 2021 | 1 | 24 | 1
20210813 | 2021 | 1 | 24 | 1
20210814 | 2021 | 1 | 24 | 1
20210815 | 2021 | 1 | 24 | 1
20210816 | 2021 | 1 | 24 | 1
20210817 | 2021 | 1 | 24 | 1
20210818 | 2021 | 1 | 24 | 1
20210819 | 2021 | 1 | 24 | 1
20210820 | 2021 | 1 | 24 | 1
20210821 | 2021 | 1 | 24 | 1
20210822 | 2021 | 1 | 24 | 1
20210823 | 2021 | 1 | 24 | 1
20210824 | 2021 | 1 | 24 | 1
20210825 | 2021 | 1 | 24 | 1
20210826 | 2021 | 1 | 24 | 1
20210827 | 2021 | 1 | 24 | 1
20210828 | 2021 | 1 | 24 | 1
20210829 | 2021 | 1 | 24 | 1
20210830 | 2021 | 1 | 24 | 1
20210831 | 2021 | 1 | 24 | 1
20210901 | 2021 | 1 | 24 | 1
20210902 | 2021 | 1 | 24 | 1
20210903 | 2021 | 1 | 24 | 1
20210904 | 2021 | 1 | 24 | 1
20210905 | 2021 | 1 | 24 | 1
20210906 | 2021 | 1 | 24 | 1
20210907 | 2021 | 1 | 24 | 1
20210908 | 2021 | 1 | 24 | 1
20210909 | 2021 | 1 | 24 | 1
20210910 | 2021 | 1 | 24 | 1
20210911 | 2021 | 1 | 24 | 1
20210912 | 2021 | 1 | 24 | 1
20210913 | 2021 | 1 | 24 | 1
20210914 | 2021 | 1 | 24 | 1
20210915 | 2021 | 1 | 24 | 1
20210916 | 2021 | 1 | 24 | 1
20210917 | 2021 | 1 | 24 | 1
20210918 | 2021 | 1 | 24 | 1
20210919 | 2021 | 1 | 24 | 1
20210920 | 2021 | 1 | 24 | 1
20210921 | 2021 | 1 | 24 | 1
20210922 | 2021 | 1 | 24 | 1
20210923 | 2021 | 1 | 24 | 1
20210924 | 2021 | 1 | 24 | 1
20210925 | 2021 | 1 | 24 | 1
20210926 | 2021 | 1 | 24 | 1
20210927 | 2021 | 1 | 24 | 1
20210928 | 2021 | 1 | 24 | 1
20210929 | 2021 | 1 | 24 | 1
20210930 | 2021 | 1 | 24 | 1
20211001 | 2021 | 1 | 24 | 1
20211002 | 2021 | 1 | 24 | 1
20211003 | 2021 | 1 | 24 | 1
20211004 | 2021 | 1 | 24 | 1
20211005 | 2021 | 1 | 24 | 1
20211006 | 2021 | 1 | 24 | 1
20211007 | 2021 | 1 | 24 | 1
20211008 | 2021 | 1 | 24 | 1
20211009 | 2021 | 1 | 24 | 1
20211010 | 2021 | 1 | 24 | 1
20211011 | 2021 | 1 | 24 | 1
20211012 | 2021 | 1 | 24 | 1
20211013 | 2021 | 1 | 24 | 1
20211014 | 2021 | 1 | 24 | 1
20211015 | 2021 | 1 | 24 | 1
20211016 | 2021 | 1 | 24 | 1
20211017 | 2021 | 1 | 24 | 1
20211018 | 2021 | 1 | 24 | 1
20211019 | 2021 | 1 | 24 | 1
20211020 | 2021 | 1 | 24 | 1
20211021 | 2021 | 1 | 24 | 1
20211022 | 2021 | 1 | 24 | 1
20211023 | 2021 | 1 | 24 | 1
20211024 | 2021 | 1 | 24 | 1
20211025 | 2021 | 1 | 24 | 1
20211026 | 2021 | 1 | 24 | 1
20211027 | 2021 | 1 | 24 | 1
20211028 | 2021 | 1 | 24 | 1
20211029 | 2021 | 1 | 24 | 1
20211030 | 2021 | 1 | 24 | 1
20211031 | 2021 | 1 | 24 | 1
20211101 | 2021 | 1 | 24 | 1
20211102 | 2021 | 1 | 24 | 1
20211103 | 2021 | 1 | 24 | 1
20211104 | 2021 | 1 | 24 | 1
20211105 | 2021 | 1 | 24 | 1
20211106 | 2021 | 1 | 24 | 1
20211107 | 2021 | 1 | 24 | 1
20211108 | 2021 | 1 | 24 | 1
20211109 | 2021 | 1 | 24 | 1
20211110 | 2021 | 1 | 24 | 1
20211111 | 2021 | 1 | 24 | 1
20211112 | 2021 | 1 | 24 | 1
20211113 | 2021 | 1 | 24 | 1
20211114 | 2021 | 1 | 24 | 1
20211115 | 2021 | 1 | 24 | 1
20211116 | 2021 | 1 | 24 | 1
20211117 | 2021 | 1 | 24 | 1
20211118 | 2021 | 1 | 24 | 1
20211119 | 2021 | 1 | 24 | 1
20211120 | 2021 | 1 | 24 | 1
20211121 | 2021 | 1 | 24 | 1
20211122 | 2021 | 1 | 24 | 1
20211123 | 2021 | 1 | 24 | 1
20211124 | 2021 | 1 | 24 | 1
20211125 | 2021 | 1 | 24 | 1
20211126 | 2021 | 1 | 24 | 1
20211127 | 2021 | 1 | 24 | 1
20211128 | 2021 | 1 | 24 | 1
20211129 | 2021 | 1 | 24 | 1
20211130 | 2021 | 1 | 24 | 1
20211201 | 2021 | 1 | 24 | 1
20211202 | 2021 | 1 | 24 | 1
20211203 | 2021 | 1 | 24 | 1
20211204 | 2021 | 1 | 24 | 1
20211205 | 2021 | 1 | 24 | 1
20211206 | 2021 | 1 | 24 | 1
20211207 | 2021 | 1 | 24 | 1
20211208 | 2021 | 1 | 24 | 1
20211209 | 2021 | 1 | 24 | 1
20211210 | 2021 | 1 | 24 | 1
20211211 | 2021 | 1 | 24 | 1
20211212 | 2021 | 1 | 24 | 1
20211213 | 2021 | 1 | 24 | 1
20211214 | 2021 | 1 | 24 | 1
20211215 | 2021 | 1 | 24 | 1
20211216 | 2021 | 1 | 24 | 1
20211217 | 2021 | 1 | 24 | 1
20211218 | 2021 | 1 | 24 | 1
20211219 | 2021 | 1 | 24 | 1
20211220 | 2021 | 1 | 24 | 1
20211221 | 2021 | 1 | 24 | 1
20211222 | 2021 | 1 | 24 | 1
20211223 | 2021 | 1 | 24 | 1
20211224 | 2021 | 1 | 24 | 1
20211225 | 2021 | 1 | 24 | 1
20211226 | 2021 | 1 | 24 | 1
20211227 | 2021 | 1 | 24 | 1
20211228 | 2021 | 1 | 24 | 1
20211229 | 2021 | 1 | 24 | 1
20211230 | 2021 | 1 | 24 | 1
20211231 | 2021 | 1 | 24 | 1

## periods
INVESTMENT_PERIOD | period_start | period_end
2021 | 2021 | 2022
2022 | 2022 | 2023
2023 | 2023 | 2024
2024 | 2024 | 2025
2025 | 2025 | 2026
2026 | 2026 | 2027
2027 | 2027 | 2028
2028 | 2028 | 2029
2029 | 2029 | 2030
2030 | 2030 | 2031

## variable_capacity_factors (hidden)
GENERATION_PROJECT | timepoint | gen_max_capacity_factor
Residential_PV | 1 | 0
Residential_PV | 2 | 0
Residential_PV | 3 | 0
Residential_PV | 4 | 0
Residential_PV | 5 | 0
Residential_PV | 6 | 0
Residential_PV | 7 | 0
Residential_PV | 8 | 0
Residential_PV | 9 | 0.0736
Residential_PV | 10 | 0.1552
Residential_PV | 11 | 0.2232
Residential_PV | 12 | 0.2768
Residential_PV | 13 | 0.3296
Residential_PV | 14 | 0.324
Residential_PV | 15 | 0.2256
Residential_PV | 16 | 0.0672
Residential_PV | 17 | 0
Residential_PV | 18 | 0
Residential_PV | 19 | 0
Residential_PV | 20 | 0
Residential_PV | 21 | 0
Residential_PV | 22 | 0
Residential_PV | 23 | 0
Residential_PV | 24 | 0
Residential_PV | 25 | 0
Residential_PV | 26 | 0
Residential_PV | 27 | 0
Residential_PV | 28 | 0
Residential_PV | 29 | 0
Residential_PV | 30 | 0
Residential_PV | 31 | 0
Residential_PV | 32 | 0
Residential_PV | 33 | 0.0768
Residential_PV | 34 | 0.1264
Residential_PV | 35 | 0.1456
Residential_PV | 36 | 0.228
Residential_PV | 37 | 0.284
Residential_PV | 38 | 0.1352
Residential_PV | 39 | 0.1136
Residential_PV | 40 | 0.0472
Residential_PV | 41 | 0
Residential_PV | 42 | 0
Residential_PV | 43 | 0
Residential_PV | 44 | 0
Residential_PV | 45 | 0
Residential_PV | 46 | 0
Residential_PV | 47 | 0
Residential_PV | 48 | 0
Residential_PV | 49 | 0
Residential_PV | 50 | 0
Residential_PV | 51 | 0
Residential_PV | 52 | 0
Residential_PV | 53 | 0
Residential_PV | 54 | 0
Residential_PV | 55 | 0
Residential_PV | 56 | 0
Residential_PV | 57 | 0.064
Residential_PV | 58 | 0.1024
Residential_PV | 59 | 0.3016
Residential_PV | 60 | 0.3584
Residential_PV | 61 | 0.3648
Residential_PV | 62 | 0.172
Residential_PV | 63 | 0.2368
Residential_PV | 64 | 0.1056
Residential_PV | 65 | 0.0088
Residential_PV | 66 | 0
Residential_PV | 67 | 0
Residential_PV | 68 | 0
Residential_PV | 69 | 0
Residential_PV | 70 | 0
Residential_PV | 71 | 0
Residential_PV | 72 | 0
Residential_PV | 73 | 0
Residential_PV | 74 | 0
Residential_PV | 75 | 0
Residential_PV | 76 | 0
Residential_PV | 77 | 0
Residential_PV | 78 | 0
Residential_PV | 79 | 0
Residential_PV | 80 | 0
Residential_PV | 81 | 0.0968
Residential_PV | 82 | 0.0664
Residential_PV | 83 | 0.228
Residential_PV | 84 | 0.3176
Residential_PV | 85 | 0.3312
Residential_PV | 86 | 0.3216
Residential_PV | 87 | 0.24
Residential_PV | 88 | 0.1344
Residential_PV | 89 | 0.0104
Residential_PV | 90 | 0
Residential_PV | 91 | 0
Residential_PV | 92 | 0
Residential_PV | 93 | 0
Residential_PV | 94 | 0
Residential_PV | 95 | 0
Residential_PV | 96 | 0
Residential_PV | 97 | 0
Residential_PV | 98 | 0
Residential_PV | 99 | 0
Residential_PV | 100 | 0
Residential_PV | 101 | 0
Residential_PV | 102 | 0
Residential_PV | 103 | 0
Residential_PV | 104 | 0
Residential_PV | 105 | 0.1016
Residential_PV | 106 | 0.2016
Residential_PV | 107 | 0.2288
Residential_PV | 108 | 0.3064
Residential_PV | 109 | 0.2024
Residential_PV | 110 | 0.272
Residential_PV | 111 | 0.1552
Residential_PV | 112 | 0.1424
Residential_PV | 113 | 0.0112
Residential_PV | 114 | 0
Residential_PV | 115 | 0
Residential_PV | 116 | 0
Residential_PV | 117 | 0
Residential_PV | 118 | 0
Residential_PV | 119 | 0
Residential_PV | 120 | 0
Residential_PV | 121 | 0
Residential_PV | 122 | 0
Residential_PV | 123 | 0
Residential_PV | 124 | 0
Residential_PV | 125 | 0
Residential_PV | 126 | 0
Residential_PV | 127 | 0
Residential_PV | 128 | 0
Residential_PV | 129 | 0.0456
Residential_PV | 130 | 0.1064
Residential_PV | 131 | 0.1624
Residential_PV | 132 | 0.2336
Residential_PV | 133 | 0.2832
Residential_PV | 134 | 0.268
Residential_PV | 135 | 0.2488
Residential_PV | 136 | 0.1016
Residential_PV | 137 | 0.012
Residential_PV | 138 | 0
Residential_PV | 139 | 0
Residential_PV | 140 | 0
Residential_PV | 141 | 0
Residential_PV | 142 | 0
Residential_PV | 143 | 0
Residential_PV | 144 | 0
Residential_PV | 145 | 0
Residential_PV | 146 | 0
Residential_PV | 147 | 0
Residential_PV | 148 | 0
Residential_PV | 149 | 0
Residential_PV | 150 | 0
Residential_PV | 151 | 0
Residential_PV | 152 | 0
Residential_PV | 153 | 0.0976
Residential_PV | 154 | 0.2104
Residential_PV | 155 | 0.3016
Residential_PV | 156 | 0.3664
Residential_PV | 157 | 0.3752
Residential_PV | 158 | 0.3352
Residential_PV | 159 | 0.2536
Residential_PV | 160 | 0.1472
Residential_PV | 161 | 0.012
Residential_PV | 162 | 0
Residential_PV | 163 | 0
Residential_PV | 164 | 0
Residential_PV | 165 | 0
Residential_PV | 166 | 0
Residential_PV | 167 | 0
Residential_PV | 168 | 0
Residential_PV | 169 | 0
Residential_PV | 170 | 0
Residential_PV | 171 | 0
Residential_PV | 172 | 0
Residential_PV | 173 | 0
Residential_PV | 174 | 0
Residential_PV | 175 | 0
Residential_PV | 176 | 0
Residential_PV | 177 | 0.0784
Residential_PV | 178 | 0.2208
Residential_PV | 179 | 0.3168
Residential_PV | 180 | 0.368
Residential_PV | 181 | 0.3688
Residential_PV | 182 | 0.3392
Residential_PV | 183 | 0.2584
Residential_PV | 184 | 0.1456
Residential_PV | 185 | 0.0128
Residential_PV | 186 | 0
Residential_PV | 187 | 0
Residential_PV | 188 | 0
Residential_PV | 189 | 0
Residential_PV | 190 | 0
Residential_PV | 191 | 0
Residential_PV | 192 | 0
Residential_PV | 193 | 0
Residential_PV | 194 | 0
Residential_PV | 195 | 0
Residential_PV | 196 | 0
Residential_PV | 197 | 0
Residential_PV | 198 | 0
Residential_PV | 199 | 0
Residential_PV | 200 | 0
Residential_PV | 201 | 0.1056
Residential_PV | 202 | 0.2336
Residential_PV | 203 | 0.32
Residential_PV | 204 | 0.3712
Residential_PV | 205 | 0.3776
Residential_PV | 206 | 0.2776
Residential_PV | 207 | 0.1608
Residential_PV | 208 | 0.0952
Residential_PV | 209 | 0.0152
Residential_PV | 210 | 0
Residential_PV | 211 | 0
Residential_PV | 212 | 0
Residential_PV | 213 | 0
Residential_PV | 214 | 0
Residential_PV | 215 | 0
Residential_PV | 216 | 0
Residential_PV | 217 | 0
Residential_PV | 218 | 0
Residential_PV | 219 | 0
Residential_PV | 220 | 0
Residential_PV | 221 | 0
Residential_PV | 222 | 0
Residential_PV | 223 | 0
Residential_PV | 224 | 0
Residential_PV | 225 | 0.1112
Residential_PV | 226 | 0.228
Residential_PV | 227 | 0.3328
Residential_PV | 228 | 0.3752
Residential_PV | 229 | 0.2952
Residential_PV | 230 | 0.2432
Residential_PV | 231 | 0.1936
Residential_PV | 232 | 0.1096
Residential_PV | 233 | 0.016
Residential_PV | 234 | 0
Residential_PV | 235 | 0
Residential_PV | 236 | 0
Residential_PV | 237 | 0
Residential_PV | 238 | 0
Residential_PV | 239 | 0
Residential_PV | 240 | 0
Residential_PV | 241 | 0
Residential_PV | 242 | 0
Residential_PV | 243 | 0
Residential_PV | 244 | 0
Residential_PV | 245 | 0
Residential_PV | 246 | 0
Residential_PV | 247 | 0
Residential_PV | 248 | 0
Residential_PV | 249 | 0.0432
Residential_PV | 250 | 0.2152
Residential_PV | 251 | 0.268
Residential_PV | 252 | 0.3808
Residential_PV | 253 | 0.3896
Residential_PV | 254 | 0.352
Residential_PV | 255 | 0.276
Residential_PV | 256 | 0.1544
Residential_PV | 257 | 0.0152
Residential_PV | 258 | 0
Residential_PV | 259 | 0
Residential_PV | 260 | 0
Residential_PV | 261 | 0
Residential_PV | 262 | 0
Residential_PV | 263 | 0
Residential_PV | 264 | 0
Residential_PV | 265 | 0
Residential_PV | 266 | 0
Residential_PV | 267 | 0
Residential_PV | 268 | 0
Residential_PV | 269 | 0
Residential_PV | 270 | 0
Residential_PV | 271 | 0
Residential_PV | 272 | 0
Residential_PV | 273 | 0.1056
Residential_PV | 274 | 0.2248
Residential_PV | 275 | 0.324
Residential_PV | 276 | 0.3768
Residential_PV | 277 | 0.3864
Residential_PV | 278 | 0.3488
Residential_PV | 279 | 0.2664
Residential_PV | 280 | 0.1536
Residential_PV | 281 | 0.0184
Residential_PV | 282 | 0
Residential_PV | 283 | 0
Residential_PV | 284 | 0
Residential_PV | 285 | 0
Residential_PV | 286 | 0
Residential_PV | 287 | 0
Residential_PV | 288 | 0
Residential_PV | 289 | 0
Residential_PV | 290 | 0
Residential_PV | 291 | 0
Residential_PV | 292 | 0
Residential_PV | 293 | 0
Residential_PV | 294 | 0
Residential_PV | 295 | 0
Residential_PV | 296 | 0
Residential_PV | 297 | 0.1072
Residential_PV | 298 | 0.2304
Residential_PV | 299 | 0.328
Residential_PV | 300 | 0.3832
Residential_PV | 301 | 0.38
Residential_PV | 302 | 0.2912
Residential_PV | 303 | 0.252
Residential_PV | 304 | 0.1472
Residential_PV | 305 | 0.02
Residential_PV | 306 | 0
Residential_PV | 307 | 0
Residential_PV | 308 | 0
Residential_PV | 309 | 0
Residential_PV | 310 | 0
Residential_PV | 311 | 0
Residential_PV | 312 | 0
Residential_PV | 313 | 0
Residential_PV | 314 | 0
Residential_PV | 315 | 0
Residential_PV | 316 | 0
Residential_PV | 317 | 0
Residential_PV | 318 | 0
Residential_PV | 319 | 0
Residential_PV | 320 | 0
Residential_PV | 321 | 0.1072
Residential_PV | 322 | 0.2224
Residential_PV | 323 | 0.3104
Residential_PV | 324 | 0.3832
Residential_PV | 325 | 0.3928
Residential_PV | 326 | 0.356
Residential_PV | 327 | 0.2776
Residential_PV | 328 | 0.1576
Residential_PV | 329 | 0.0184
Residential_PV | 330 | 0
Residential_PV | 331 | 0
Residential_PV | 332 | 0
Residential_PV | 333 | 0
Residential_PV | 334 | 0
Residential_PV | 335 | 0
Residential_PV | 336 | 0
Residential_PV | 337 | 0
Residential_PV | 338 | 0
Residential_PV | 339 | 0
Residential_PV | 340 | 0
Residential_PV | 341 | 0
Residential_PV | 342 | 0
Residential_PV | 343 | 0
Residential_PV | 344 | 0
Residential_PV | 345 | 0.1096
Residential_PV | 346 | 0.232
Residential_PV | 347 | 0.332
Residential_PV | 348 | 0.388
Residential_PV | 349 | 0.396
Residential_PV | 350 | 0.3584
Residential_PV | 351 | 0.0448
Residential_PV | 352 | 0.1664
Residential_PV | 353 | 0.0184
Residential_PV | 354 | 0
Residential_PV | 355 | 0
Residential_PV | 356 | 0
Residential_PV | 357 | 0
Residential_PV | 358 | 0
Residential_PV | 359 | 0
Residential_PV | 360 | 0
Residential_PV | 361 | 0
Residential_PV | 362 | 0
Residential_PV | 363 | 0
Residential_PV | 364 | 0
Residential_PV | 365 | 0
Residential_PV | 366 | 0
Residential_PV | 367 | 0
Residential_PV | 368 | 0
Residential_PV | 369 | 0.1088
Residential_PV | 370 | 0.232
Residential_PV | 371 | 0.2776
Residential_PV | 372 | 0.3712
Residential_PV | 373 | 0.3176
Residential_PV | 374 | 0.3144
Residential_PV | 375 | 0.2848
Residential_PV | 376 | 0.168
Residential_PV | 377 | 0.0216
Residential_PV | 378 | 0
Residential_PV | 379 | 0
Residential_PV | 380 | 0
Residential_PV | 381 | 0
Residential_PV | 382 | 0
Residential_PV | 383 | 0
Residential_PV | 384 | 0
Residential_PV | 385 | 0
Residential_PV | 386 | 0
Residential_PV | 387 | 0
Residential_PV | 388 | 0
Residential_PV | 389 | 0
Residential_PV | 390 | 0
Residential_PV | 391 | 0
Residential_PV | 392 | 0
Residential_PV | 393 | 0.0672
Residential_PV | 394 | 0.1376
Residential_PV | 395 | 0.2752
Residential_PV | 396 | 0.3904
Residential_PV | 397 | 0.3992
Residential_PV | 398 | 0.3488
Residential_PV | 399 | 0.2288
Residential_PV | 400 | 0.1168
Residential_PV | 401 | 0.0224
Residential_PV | 402 | 0
Residential_PV | 403 | 0
Residential_PV | 404 | 0
Residential_PV | 405 | 0
Residential_PV | 406 | 0
Residential_PV | 407 | 0
Residential_PV | 408 | 0
Residential_PV | 409 | 0
Residential_PV | 410 | 0
Residential_PV | 411 | 0
Residential_PV | 412 | 0
Residential_PV | 413 | 0
Residential_PV | 414 | 0
Residential_PV | 415 | 0
Residential_PV | 416 | 0
Residential_PV | 417 | 0.0592
Residential_PV | 418 | 0.1008
Residential_PV | 419 | 0.1056
Residential_PV | 420 | 0.088
Residential_PV | 421 | 0.1056
Residential_PV | 422 | 0.1352
Residential_PV | 423 | 0.0952
Residential_PV | 424 | 0.088
Residential_PV | 425 | 0.0248
Residential_PV | 426 | 0
Residential_PV | 427 | 0
Residential_PV | 428 | 0
Residential_PV | 429 | 0
Residential_PV | 430 | 0
Residential_PV | 431 | 0
Residential_PV | 432 | 0
Residential_PV | 433 | 0
Residential_PV | 434 | 0
Residential_PV | 435 | 0
Residential_PV | 436 | 0
Residential_PV | 437 | 0
Residential_PV | 438 | 0
Residential_PV | 439 | 0
Residential_PV | 440 | 0
Residential_PV | 441 | 0.0704
Residential_PV | 442 | 0.1944
Residential_PV | 443 | 0.328
Residential_PV | 444 | 0.348
Residential_PV | 445 | 0.3312
Residential_PV | 446 | 0.3648
Residential_PV | 447 | 0.2976
Residential_PV | 448 | 0.1768
Residential_PV | 449 | 0.0192
Residential_PV | 450 | 0
Residential_PV | 451 | 0
Residential_PV | 452 | 0
Residential_PV | 453 | 0
Residential_PV | 454 | 0
Residential_PV | 455 | 0
Residential_PV | 456 | 0
Residential_PV | 457 | 0
Residential_PV | 458 | 0
Residential_PV | 459 | 0
Residential_PV | 460 | 0
Residential_PV | 461 | 0
Residential_PV | 462 | 0
Residential_PV | 463 | 0
Residential_PV | 464 | 0
Residential_PV | 465 | 0.1008
Residential_PV | 466 | 0.1968
Residential_PV | 467 | 0.304
Residential_PV | 468 | 0.3904
Residential_PV | 469 | 0.3904
Residential_PV | 470 | 0.3456
Residential_PV | 471 | 0.296
Residential_PV | 472 | 0.1808
Residential_PV | 473 | 0.02
Residential_PV | 474 | 0
Residential_PV | 475 | 0
Residential_PV | 476 | 0
Residential_PV | 477 | 0
Residential_PV | 478 | 0
Residential_PV | 479 | 0
Residential_PV | 480 | 0
Residential_PV | 481 | 0
Residential_PV | 482 | 0
Residential_PV | 483 | 0
Residential_PV | 484 | 0
Residential_PV | 485 | 0
Residential_PV | 486 | 0
Residential_PV | 487 | 0
Residential_PV | 488 | 0
Residential_PV | 489 | 0.0376
Residential_PV | 490 | 0.0216
Residential_PV | 491 | 0.0992
Residential_PV | 492 | 0.0728
Residential_PV | 493 | 0.052
Residential_PV | 494 | 0.092
Residential_PV | 495 | 0.0592
Residential_PV | 496 | 0.0688
Residential_PV | 497 | 0.0224
Residential_PV | 498 | 0
Residential_PV | 499 | 0
Residential_PV | 500 | 0
Residential_PV | 501 | 0
Residential_PV | 502 | 0
Residential_PV | 503 | 0
Residential_PV | 504 | 0
Residential_PV | 505 | 0
Residential_PV | 506 | 0
Residential_PV | 507 | 0
Residential_PV | 508 | 0
Residential_PV | 509 | 0
Residential_PV | 510 | 0
Residential_PV | 511 | 0
Residential_PV | 512 | 0
Residential_PV | 513 | 0.0208
Residential_PV | 514 | 0.0288
Residential_PV | 515 | 0.0792
Residential_PV | 516 | 0.2472
Residential_PV | 517 | 0.38
Residential_PV | 518 | 0.208
Residential_PV | 519 | 0.2136
Residential_PV | 520 | 0.1536
Residential_PV | 521 | 0.0184
Residential_PV | 522 | 0
Residential_PV | 523 | 0
Residential_PV | 524 | 0
Residential_PV | 525 | 0
Residential_PV | 526 | 0
Residential_PV | 527 | 0
Residential_PV | 528 | 0
Residential_PV | 529 | 0
Residential_PV | 530 | 0
Residential_PV | 531 | 0
Residential_PV | 532 | 0
Residential_PV | 533 | 0
Residential_PV | 534 | 0
Residential_PV | 535 | 0
Residential_PV | 536 | 0
Residential_PV | 537 | 0.1168
Residential_PV | 538 | 0.1808
Residential_PV | 539 | 0.1512
Residential_PV | 540 | 0.1528
Residential_PV | 541 | 0.3712
Residential_PV | 542 | 0.3208
Residential_PV | 543 | 0.2848
Residential_PV | 544 | 0.1824
Residential_PV | 545 | 0.032
Residential_PV | 546 | 0
Residential_PV | 547 | 0
Residential_PV | 548 | 0
Residential_PV | 549 | 0
Residential_PV | 550 | 0
Residential_PV | 551 | 0
Residential_PV | 552 | 0
Residential_PV | 553 | 0
Residential_PV | 554 | 0
Residential_PV | 555 | 0
Residential_PV | 556 | 0
Residential_PV | 557 | 0
Residential_PV | 558 | 0
Residential_PV | 559 | 0
Residential_PV | 560 | 0
Residential_PV | 561 | 0.0488
Residential_PV | 562 | 0.0688
Residential_PV | 563 | 0.06
Residential_PV | 564 | 0.1448
Residential_PV | 565 | 0.2864
Residential_PV | 566 | 0.3792
Residential_PV | 567 | 0.2928
Residential_PV | 568 | 0.1936
Residential_PV | 569 | 0.0256
Residential_PV | 570 | 0
Residential_PV | 571 | 0
Residential_PV | 572 | 0
Residential_PV | 573 | 0
Residential_PV | 574 | 0
Residential_PV | 575 | 0
Residential_PV | 576 | 0
Residential_PV | 577 | 0
Residential_PV | 578 | 0
Residential_PV | 579 | 0
Residential_PV | 580 | 0
Residential_PV | 581 | 0
Residential_PV | 582 | 0
Residential_PV | 583 | 0
Residential_PV | 584 | 0
Residential_PV | 585 | 0.1248
Residential_PV | 586 | 0.2008
Residential_PV | 587 | 0.2888
Residential_PV | 588 | 0.4032
Residential_PV | 589 | 0.3632
Residential_PV | 590 | 0.2544
Residential_PV | 591 | 0.232
Residential_PV | 592 | 0.1896
Residential_PV | 593 | 0.0256
Residential_PV | 594 | 0
Residential_PV | 595 | 0
Residential_PV | 596 | 0
Residential_PV | 597 | 0
Residential_PV | 598 | 0
Residential_PV | 599 | 0
Residential_PV | 600 | 0
Residential_PV | 601 | 0
Residential_PV | 602 | 0
Residential_PV | 603 | 0
Residential_PV | 604 | 0
Residential_PV | 605 | 0
Residential_PV | 606 | 0
Residential_PV | 607 | 0
Residential_PV | 608 | 0
Residential_PV | 609 | 0.1288
Residential_PV | 610 | 0.2568
Residential_PV | 611 | 0.356
Residential_PV | 612 | 0.3376
Residential_PV | 613 | 0.3568
Residential_PV | 614 | 0.3496
Residential_PV | 615 | 0.3072
Residential_PV | 616 | 0.1248
Residential_PV | 617 | 0.0352
Residential_PV | 618 | 0
Residential_PV | 619 | 0
Residential_PV | 620 | 0
Residential_PV | 621 | 0
Residential_PV | 622 | 0
Residential_PV | 623 | 0
Residential_PV | 624 | 0
Residential_PV | 625 | 0
Residential_PV | 626 | 0
Residential_PV | 627 | 0
Residential_PV | 628 | 0
Residential_PV | 629 | 0
Residential_PV | 630 | 0
Residential_PV | 631 | 0
Residential_PV | 632 | 0
Residential_PV | 633 | 0.0688
Residential_PV | 634 | 0.0928
Residential_PV | 635 | 0.1096
Residential_PV | 636 | 0.1008
Residential_PV | 637 | 0.1368
Residential_PV | 638 | 0.1128
Residential_PV | 639 | 0.092
Residential_PV | 640 | 0.0952
Residential_PV | 641 | 0.0384
Residential_PV | 642 | 0
Residential_PV | 643 | 0
Residential_PV | 644 | 0
Residential_PV | 645 | 0
Residential_PV | 646 | 0
Residential_PV | 647 | 0
Residential_PV | 648 | 0
Residential_PV | 649 | 0
Residential_PV | 650 | 0
Residential_PV | 651 | 0
Residential_PV | 652 | 0
Residential_PV | 653 | 0
Residential_PV | 654 | 0
Residential_PV | 655 | 0
Residential_PV | 656 | 0
Residential_PV | 657 | 0.0864
Residential_PV | 658 | 0.1512
Residential_PV | 659 | 0.2784
Residential_PV | 660 | 0.3312
Residential_PV | 661 | 0.3056
Residential_PV | 662 | 0.264
Residential_PV | 663 | 0.124
Residential_PV | 664 | 0.1296
Residential_PV | 665 | 0.0336
Residential_PV | 666 | 0
Residential_PV | 667 | 0
Residential_PV | 668 | 0
Residential_PV | 669 | 0
Residential_PV | 670 | 0
Residential_PV | 671 | 0
Residential_PV | 672 | 0
Residential_PV | 673 | 0
Residential_PV | 674 | 0
Residential_PV | 675 | 0
Residential_PV | 676 | 0
Residential_PV | 677 | 0
Residential_PV | 678 | 0
Residential_PV | 679 | 0
Residential_PV | 680 | 0
Residential_PV | 681 | 0.1384
Residential_PV | 682 | 0.2632
Residential_PV | 683 | 0.2608
Residential_PV | 684 | 0.4088
Residential_PV | 685 | 0.4368
Residential_PV | 686 | 0.344
Residential_PV | 687 | 0.1648
Residential_PV | 688 | 0.1128
Residential_PV | 689 | 0.0064
Residential_PV | 690 | 0
Residential_PV | 691 | 0
Residential_PV | 692 | 0
Residential_PV | 693 | 0
Residential_PV | 694 | 0
Residential_PV | 695 | 0
Residential_PV | 696 | 0
Residential_PV | 697 | 0
Residential_PV | 698 | 0
Residential_PV | 699 | 0
Residential_PV | 700 | 0
Residential_PV | 701 | 0
Residential_PV | 702 | 0
Residential_PV | 703 | 0
Residential_PV | 704 | 0
Residential_PV | 705 | 0.1384
Residential_PV | 706 | 0.2488
Residential_PV | 707 | 0.2528
Residential_PV | 708 | 0.168
Residential_PV | 709 | 0.3016
Residential_PV | 710 | 0.2624
Residential_PV | 711 | 0.3104
Residential_PV | 712 | 0.1832
Residential_PV | 713 | 0.0408
Residential_PV | 714 | 0
Residential_PV | 715 | 0
Residential_PV | 716 | 0
Residential_PV | 717 | 0
Residential_PV | 718 | 0
Residential_PV | 719 | 0
Residential_PV | 720 | 0
Residential_PV | 721 | 0
Residential_PV | 722 | 0
Residential_PV | 723 | 0
Residential_PV | 724 | 0
Residential_PV | 725 | 0
Residential_PV | 726 | 0
Residential_PV | 727 | 0
Residential_PV | 728 | 0
Residential_PV | 729 | 0.052
Residential_PV | 730 | 0.0752
Residential_PV | 731 | 0.2328
Residential_PV | 732 | 0.2736
Residential_PV | 733 | 0.26
Residential_PV | 734 | 0.1904
Residential_PV | 735 | 0.1272
Residential_PV | 736 | 0.0824
Residential_PV | 737 | 0.0344
Residential_PV | 738 | 0
Residential_PV | 739 | 0
Residential_PV | 740 | 0
Residential_PV | 741 | 0
Residential_PV | 742 | 0
Residential_PV | 743 | 0
Residential_PV | 744 | 0
Residential_PV | 745 | 0
Residential_PV | 746 | 0
Residential_PV | 747 | 0
Residential_PV | 748 | 0
Residential_PV | 749 | 0
Residential_PV | 750 | 0
Residential_PV | 751 | 0
Residential_PV | 752 | 0
Residential_PV | 753 | 0.1088
Residential_PV | 754 | 0.0312
Residential_PV | 755 | 0.0832
Residential_PV | 756 | 0.188
Residential_PV | 757 | 0.3256
Residential_PV | 758 | 0.3168
Residential_PV | 759 | 0.2304
Residential_PV | 760 | 0.1632
Residential_PV | 761 | 0.028
Residential_PV | 762 | 0
Residential_PV | 763 | 0
Residential_PV | 764 | 0
Residential_PV | 765 | 0
Residential_PV | 766 | 0
Residential_PV | 767 | 0
Residential_PV | 768 | 0
Residential_PV | 769 | 0
Residential_PV | 770 | 0
Residential_PV | 771 | 0
Residential_PV | 772 | 0
Residential_PV | 773 | 0
Residential_PV | 774 | 0
Residential_PV | 775 | 0
Residential_PV | 776 | 0
Residential_PV | 777 | 0.1504
Residential_PV | 778 | 0.2664
Residential_PV | 779 | 0.3696
Residential_PV | 780 | 0.4344
Residential_PV | 781 | 0.4504
Residential_PV | 782 | 0.4096
Residential_PV | 783 | 0.3272
Residential_PV | 784 | 0.2192
Residential_PV | 785 | 0.0384
Residential_PV | 786 | 0
Residential_PV | 787 | 0
Residential_PV | 788 | 0
Residential_PV | 789 | 0
Residential_PV | 790 | 0
Residential_PV | 791 | 0
Residential_PV | 792 | 0
Residential_PV | 793 | 0
Residential_PV | 794 | 0
Residential_PV | 795 | 0
Residential_PV | 796 | 0
Residential_PV | 797 | 0
Residential_PV | 798 | 0
Residential_PV | 799 | 0
Residential_PV | 800 | 0.0096
Residential_PV | 801 | 0.1432
Residential_PV | 802 | 0.2736
Residential_PV | 803 | 0.3752
Residential_PV | 804 | 0.428
Residential_PV | 805 | 0.4272
Residential_PV | 806 | 0.3944
Residential_PV | 807 | 0.3072
Residential_PV | 808 | 0.2176
Residential_PV | 809 | 0.0408
Residential_PV | 810 | 0
Residential_PV | 811 | 0
Residential_PV | 812 | 0
Residential_PV | 813 | 0
Residential_PV | 814 | 0
Residential_PV | 815 | 0
Residential_PV | 816 | 0
Residential_PV | 817 | 0
Residential_PV | 818 | 0
Residential_PV | 819 | 0
Residential_PV | 820 | 0
Residential_PV | 821 | 0
Residential_PV | 822 | 0
Residential_PV | 823 | 0
Residential_PV | 824 | 0.0104
Residential_PV | 825 | 0.148
Residential_PV | 826 | 0.2816
Residential_PV | 827 | 0.3848
Residential_PV | 828 | 0.444
Residential_PV | 829 | 0.4608
Residential_PV | 830 | 0.4288
Residential_PV | 831 | 0.3488
Residential_PV | 832 | 0.228
Residential_PV | 833 | 0.04
Residential_PV | 834 | 0
Residential_PV | 835 | 0
Residential_PV | 836 | 0
Residential_PV | 837 | 0
Residential_PV | 838 | 0
Residential_PV | 839 | 0
Residential_PV | 840 | 0
Residential_PV | 841 | 0
Residential_PV | 842 | 0
Residential_PV | 843 | 0
Residential_PV | 844 | 0
Residential_PV | 845 | 0
Residential_PV | 846 | 0
Residential_PV | 847 | 0
Residential_PV | 848 | 0.012
Residential_PV | 849 | 0.1504
Residential_PV | 850 | 0.2824
Residential_PV | 851 | 0.3456
Residential_PV | 852 | 0.404
Residential_PV | 853 | 0.4528
Residential_PV | 854 | 0.4328
Residential_PV | 855 | 0.3528
Residential_PV | 856 | 0.2328
Residential_PV | 857 | 0.0392
Residential_PV | 858 | 0
Residential_PV | 859 | 0
Residential_PV | 860 | 0
Residential_PV | 861 | 0
Residential_PV | 862 | 0
Residential_PV | 863 | 0
Residential_PV | 864 | 0
Residential_PV | 865 | 0
Residential_PV | 866 | 0
Residential_PV | 867 | 0
Residential_PV | 868 | 0
Residential_PV | 869 | 0
Residential_PV | 870 | 0
Residential_PV | 871 | 0
Residential_PV | 872 | 0.0128
Residential_PV | 873 | 0.1544
Residential_PV | 874 | 0.2872
Residential_PV | 875 | 0.4008
Residential_PV | 876 | 0.452
Residential_PV | 877 | 0.4744
Residential_PV | 878 | 0.4352
Residential_PV | 879 | 0.3584
Residential_PV | 880 | 0.2352
Residential_PV | 881 | 0.0408
Residential_PV | 882 | 0
Residential_PV | 883 | 0
Residential_PV | 884 | 0
Residential_PV | 885 | 0
Residential_PV | 886 | 0
Residential_PV | 887 | 0
Residential_PV | 888 | 0
Residential_PV | 889 | 0
Residential_PV | 890 | 0
Residential_PV | 891 | 0
Residential_PV | 892 | 0
Residential_PV | 893 | 0
Residential_PV | 894 | 0
Residential_PV | 895 | 0
Residential_PV | 896 | 0.0144
Residential_PV | 897 | 0.1336
Residential_PV | 898 | 0.2536
Residential_PV | 899 | 0.3832
Residential_PV | 900 | 0.4336
Residential_PV | 901 | 0.4424
Residential_PV | 902 | 0.4344
Residential_PV | 903 | 0.3512
Residential_PV | 904 | 0.24
Residential_PV | 905 | 0.0464
Residential_PV | 906 | 0
Residential_PV | 907 | 0
Residential_PV | 908 | 0
Residential_PV | 909 | 0
Residential_PV | 910 | 0
Residential_PV | 911 | 0
Residential_PV | 912 | 0
Residential_PV | 913 | 0
Residential_PV | 914 | 0
Residential_PV | 915 | 0
Residential_PV | 916 | 0
Residential_PV | 917 | 0
Residential_PV | 918 | 0
Residential_PV | 919 | 0
Residential_PV | 920 | 0.016
Residential_PV | 921 | 0.1104
Residential_PV | 922 | 0.2096
Residential_PV | 923 | 0.2576
Residential_PV | 924 | 0.3616
Residential_PV | 925 | 0.308
Residential_PV | 926 | 0.3776
Residential_PV | 927 | 0.2536
Residential_PV | 928 | 0.2128
Residential_PV | 929 | 0.044
Residential_PV | 930 | 0
Residential_PV | 931 | 0
Residential_PV | 932 | 0
Residential_PV | 933 | 0
Residential_PV | 934 | 0
Residential_PV | 935 | 0
Residential_PV | 936 | 0
Residential_PV | 937 | 0
Residential_PV | 938 | 0
Residential_PV | 939 | 0
Residential_PV | 940 | 0
Residential_PV | 941 | 0
Residential_PV | 942 | 0
Residential_PV | 943 | 0
Residential_PV | 944 | 0.016
Residential_PV | 945 | 0.0968
Residential_PV | 946 | 0.1672
Residential_PV | 947 | 0.2472
Residential_PV | 948 | 0.3776
Residential_PV | 949 | 0.4136
Residential_PV | 950 | 0.3344
Residential_PV | 951 | 0.2688
Residential_PV | 952 | 0.2168
Residential_PV | 953 | 0.0432
Residential_PV | 954 | 0
Residential_PV | 955 | 0
Residential_PV | 956 | 0
Residential_PV | 957 | 0
Residential_PV | 958 | 0
Residential_PV | 959 | 0
Residential_PV | 960 | 0
Residential_PV | 961 | 0
Residential_PV | 962 | 0
Residential_PV | 963 | 0
Residential_PV | 964 | 0
Residential_PV | 965 | 0
Residential_PV | 966 | 0
Residential_PV | 967 | 0
Residential_PV | 968 | 0.0272
Residential_PV | 969 | 0.1544
Residential_PV | 970 | 0.1952
Residential_PV | 971 | 0.2944
Residential_PV | 972 | 0.4096
Residential_PV | 973 | 0.38
Residential_PV | 974 | 0.4024
Residential_PV | 975 | 0.3384
Residential_PV | 976 | 0.2056
Residential_PV | 977 | 0.0504
Residential_PV | 978 | 0
Residential_PV | 979 | 0
Residential_PV | 980 | 0
Residential_PV | 981 | 0
Residential_PV | 982 | 0
Residential_PV | 983 | 0
Residential_PV | 984 | 0
Residential_PV | 985 | 0
Residential_PV | 986 | 0
Residential_PV | 987 | 0
Residential_PV | 988 | 0
Residential_PV | 989 | 0
Residential_PV | 990 | 0
Residential_PV | 991 | 0
Residential_PV | 992 | 0.0328
Residential_PV | 993 | 0.1704
Residential_PV | 994 | 0.3056
Residential_PV | 995 | 0.412
Residential_PV | 996 | 0.4728
Residential_PV | 997 | 0.4856
Residential_PV | 998 | 0.4136
Residential_PV | 999 | 0.3592
Residential_PV | 1000 | 0.2472
Residential_PV | 1001 | 0.0528
Residential_PV | 1002 | 0
Residential_PV | 1003 | 0
Residential_PV | 1004 | 0
Residential_PV | 1005 | 0
Residential_PV | 1006 | 0
Residential_PV | 1007 | 0
Residential_PV | 1008 | 0
Residential_PV | 1009 | 0
Residential_PV | 1010 | 0
Residential_PV | 1011 | 0
Residential_PV | 1012 | 0
Residential_PV | 1013 | 0
Residential_PV | 1014 | 0
Residential_PV | 1015 | 0
Residential_PV | 1016 | 0.024
Residential_PV | 1017 | 0.1048
Residential_PV | 1018 | 0.204
Residential_PV | 1019 | 0.3712
Residential_PV | 1020 | 0.4648
Residential_PV | 1021 | 0.4712
Residential_PV | 1022 | 0.4456
Residential_PV | 1023 | 0.3632
Residential_PV | 1024 | 0.2584
Residential_PV | 1025 | 0.0464
Residential_PV | 1026 | 0
Residential_PV | 1027 | 0
Residential_PV | 1028 | 0
Residential_PV | 1029 | 0
Residential_PV | 1030 | 0
Residential_PV | 1031 | 0
Residential_PV | 1032 | 0
Residential_PV | 1033 | 0
Residential_PV | 1034 | 0
Residential_PV | 1035 | 0
Residential_PV | 1036 | 0
Residential_PV | 1037 | 0
Residential_PV | 1038 | 0
Residential_PV | 1039 | 0
Residential_PV | 1040 | 0.0352
Residential_PV | 1041 | 0.176
Residential_PV | 1042 | 0.2568
Residential_PV | 1043 | 0.3792
Residential_PV | 1044 | 0.4368
Residential_PV | 1045 | 0.4312
Residential_PV | 1046 | 0.4424
Residential_PV | 1047 | 0.3352
Residential_PV | 1048 | 0.2008
Residential_PV | 1049 | 0.048
Residential_PV | 1050 | 0
Residential_PV | 1051 | 0
Residential_PV | 1052 | 0
Residential_PV | 1053 | 0
Residential_PV | 1054 | 0
Residential_PV | 1055 | 0
Residential_PV | 1056 | 0
Residential_PV | 1057 | 0
Residential_PV | 1058 | 0
Residential_PV | 1059 | 0
Residential_PV | 1060 | 0
Residential_PV | 1061 | 0
Residential_PV | 1062 | 0
Residential_PV | 1063 | 0
Residential_PV | 1064 | 0.0424
Residential_PV | 1065 | 0.0464
Residential_PV | 1066 | 0.2176
Residential_PV | 1067 | 0.0376
Residential_PV | 1068 | 0.1296
Residential_PV | 1069 | 0.0936
Residential_PV | 1070 | 0.1352
Residential_PV | 1071 | 0.064
Residential_PV | 1072 | 0.0672
Residential_PV | 1073 | 0.0576
Residential_PV | 1074 | 0
Residential_PV | 1075 | 0
Residential_PV | 1076 | 0
Residential_PV | 1077 | 0
Residential_PV | 1078 | 0
Residential_PV | 1079 | 0
Residential_PV | 1080 | 0
Residential_PV | 1081 | 0
Residential_PV | 1082 | 0
Residential_PV | 1083 | 0
Residential_PV | 1084 | 0
Residential_PV | 1085 | 0
Residential_PV | 1086 | 0
Residential_PV | 1087 | 0
Residential_PV | 1088 | 0.024
Residential_PV | 1089 | 0.0832
Residential_PV | 1090 | 0.112
Residential_PV | 1091 | 0.1768
Residential_PV | 1092 | 0.2376
Residential_PV | 1093 | 0.4024
Residential_PV | 1094 | 0.2584
Residential_PV | 1095 | 0.1088
Residential_PV | 1096 | 0.0728
Residential_PV | 1097 | 0.0512
Residential_PV | 1098 | 0
Residential_PV | 1099 | 0
Residential_PV | 1100 | 0
Residential_PV | 1101 | 0
Residential_PV | 1102 | 0
Residential_PV | 1103 | 0
Residential_PV | 1104 | 0
Residential_PV | 1105 | 0
Residential_PV | 1106 | 0
Residential_PV | 1107 | 0
Residential_PV | 1108 | 0
Residential_PV | 1109 | 0
Residential_PV | 1110 | 0
Residential_PV | 1111 | 0
Residential_PV | 1112 | 0.004
Residential_PV | 1113 | 0.128
Residential_PV | 1114 | 0.0648
Residential_PV | 1115 | 0.4056
Residential_PV | 1116 | 0.5032
Residential_PV | 1117 | 0.4512
Residential_PV | 1118 | 0.4736
Residential_PV | 1119 | 0.3448
Residential_PV | 1120 | 0.1664
Residential_PV | 1121 | 0.0656
Residential_PV | 1122 | 0
Residential_PV | 1123 | 0
Residential_PV | 1124 | 0
Residential_PV | 1125 | 0
Residential_PV | 1126 | 0
Residential_PV | 1127 | 0
Residential_PV | 1128 | 0
Residential_PV | 1129 | 0
Residential_PV | 1130 | 0
Residential_PV | 1131 | 0
Residential_PV | 1132 | 0
Residential_PV | 1133 | 0
Residential_PV | 1134 | 0
Residential_PV | 1135 | 0
Residential_PV | 1136 | 0.0336
Residential_PV | 1137 | 0.056
Residential_PV | 1138 | 0.092
Residential_PV | 1139 | 0.4336
Residential_PV | 1140 | 0.4968
Residential_PV | 1141 | 0.2712
Residential_PV | 1142 | 0.3368
Residential_PV | 1143 | 0.2256
Residential_PV | 1144 | 0.256
Residential_PV | 1145 | 0.072
Residential_PV | 1146 | 0
Residential_PV | 1147 | 0
Residential_PV | 1148 | 0
Residential_PV | 1149 | 0
Residential_PV | 1150 | 0
Residential_PV | 1151 | 0
Residential_PV | 1152 | 0
Residential_PV | 1153 | 0
Residential_PV | 1154 | 0
Residential_PV | 1155 | 0
Residential_PV | 1156 | 0
Residential_PV | 1157 | 0
Residential_PV | 1158 | 0
Residential_PV | 1159 | 0
Residential_PV | 1160 | 0.0048
Residential_PV | 1161 | 0.1632
Residential_PV | 1162 | 0.2736
Residential_PV | 1163 | 0.3432
Residential_PV | 1164 | 0.5096
Residential_PV | 1165 | 0.4704
Residential_PV | 1166 | 0.492
Residential_PV | 1167 | 0.356
Residential_PV | 1168 | 0.2848
Residential_PV | 1169 | 0.048
Residential_PV | 1170 | 0
Residential_PV | 1171 | 0
Residential_PV | 1172 | 0
Residential_PV | 1173 | 0
Residential_PV | 1174 | 0
Residential_PV | 1175 | 0
Residential_PV | 1176 | 0
Residential_PV | 1177 | 0
Residential_PV | 1178 | 0
Residential_PV | 1179 | 0
Residential_PV | 1180 | 0
Residential_PV | 1181 | 0
Residential_PV | 1182 | 0
Residential_PV | 1183 | 0
Residential_PV | 1184 | 0.056
Residential_PV | 1185 | 0.1944
Residential_PV | 1186 | 0.3352
Residential_PV | 1187 | 0.4472
Residential_PV | 1188 | 0.5088
Residential_PV | 1189 | 0.5208
Residential_PV | 1190 | 0.3968
Residential_PV | 1191 | 0.412
Residential_PV | 1192 | 0.2208
Residential_PV | 1193 | 0.0752
Residential_PV | 1194 | 0
Residential_PV | 1195 | 0
Residential_PV | 1196 | 0
Residential_PV | 1197 | 0
Residential_PV | 1198 | 0
Residential_PV | 1199 | 0
Residential_PV | 1200 | 0
Residential_PV | 1201 | 0
Residential_PV | 1202 | 0
Residential_PV | 1203 | 0
Residential_PV | 1204 | 0
Residential_PV | 1205 | 0
Residential_PV | 1206 | 0
Residential_PV | 1207 | 0
Residential_PV | 1208 | 0.0328
Residential_PV | 1209 | 0.0928
Residential_PV | 1210 | 0.0768
Residential_PV | 1211 | 0.2048
Residential_PV | 1212 | 0.2208
Residential_PV | 1213 | 0.3888
Residential_PV | 1214 | 0.4584
Residential_PV | 1215 | 0.4112
Residential_PV | 1216 | 0.2944
Residential_PV | 1217 | 0.0464
Residential_PV | 1218 | 0
Residential_PV | 1219 | 0
Residential_PV | 1220 | 0
Residential_PV | 1221 | 0
Residential_PV | 1222 | 0
Residential_PV | 1223 | 0
Residential_PV | 1224 | 0
Residential_PV | 1225 | 0
Residential_PV | 1226 | 0
Residential_PV | 1227 | 0
Residential_PV | 1228 | 0
Residential_PV | 1229 | 0
Residential_PV | 1230 | 0
Residential_PV | 1231 | 0
Residential_PV | 1232 | 0.0224
Residential_PV | 1233 | 0.132
Residential_PV | 1234 | 0.3512
Residential_PV | 1235 | 0.456
Residential_PV | 1236 | 0.4064
Residential_PV | 1237 | 0.4624
Residential_PV | 1238 | 0.4784
Residential_PV | 1239 | 0.3976
Residential_PV | 1240 | 0.2904
Residential_PV | 1241 | 0.068
Residential_PV | 1242 | 0
Residential_PV | 1243 | 0
Residential_PV | 1244 | 0
Residential_PV | 1245 | 0
Residential_PV | 1246 | 0
Residential_PV | 1247 | 0
Residential_PV | 1248 | 0
Residential_PV | 1249 | 0
Residential_PV | 1250 | 0
Residential_PV | 1251 | 0
Residential_PV | 1252 | 0
Residential_PV | 1253 | 0
Residential_PV | 1254 | 0
Residential_PV | 1255 | 0
Residential_PV | 1256 | 0.0688
Residential_PV | 1257 | 0.2152
Residential_PV | 1258 | 0.352
Residential_PV | 1259 | 0.3544
Residential_PV | 1260 | 0.3528
Residential_PV | 1261 | 0.3864
Residential_PV | 1262 | 0.1752
Residential_PV | 1263 | 0.1664
Residential_PV | 1264 | 0.1232
Residential_PV | 1265 | 0.0768
Residential_PV | 1266 | 0
Residential_PV | 1267 | 0
Residential_PV | 1268 | 0
Residential_PV | 1269 | 0
Residential_PV | 1270 | 0
Residential_PV | 1271 | 0
Residential_PV | 1272 | 0
Residential_PV | 1273 | 0
Residential_PV | 1274 | 0
Residential_PV | 1275 | 0
Residential_PV | 1276 | 0
Residential_PV | 1277 | 0
Residential_PV | 1278 | 0
Residential_PV | 1279 | 0
Residential_PV | 1280 | 0.0672
Residential_PV | 1281 | 0.212
Residential_PV | 1282 | 0.3488
Residential_PV | 1283 | 0.4584
Residential_PV | 1284 | 0.5296
Residential_PV | 1285 | 0.548
Residential_PV | 1286 | 0.5272
Residential_PV | 1287 | 0.4416
Residential_PV | 1288 | 0.3096
Residential_PV | 1289 | 0.164
Residential_PV | 1290 | 0.0088
Residential_PV | 1291 | 0
Residential_PV | 1292 | 0
Residential_PV | 1293 | 0
Residential_PV | 1294 | 0
Residential_PV | 1295 | 0
Residential_PV | 1296 | 0
Residential_PV | 1297 | 0
Residential_PV | 1298 | 0
Residential_PV | 1299 | 0
Residential_PV | 1300 | 0
Residential_PV | 1301 | 0
Residential_PV | 1302 | 0
Residential_PV | 1303 | 0
Residential_PV | 1304 | 0.0616
Residential_PV | 1305 | 0.1424
Residential_PV | 1306 | 0.2536
Residential_PV | 1307 | 0.3288
Residential_PV | 1308 | 0.2576
Residential_PV | 1309 | 0.4144
Residential_PV | 1310 | 0.4064
Residential_PV | 1311 | 0.3176
Residential_PV | 1312 | 0.212
Residential_PV | 1313 | 0.0952
Residential_PV | 1314 | 0.0056
Residential_PV | 1315 | 0
Residential_PV | 1316 | 0
Residential_PV | 1317 | 0
Residential_PV | 1318 | 0
Residential_PV | 1319 | 0
Residential_PV | 1320 | 0
Residential_PV | 1321 | 0
Residential_PV | 1322 | 0
Residential_PV | 1323 | 0
Residential_PV | 1324 | 0
Residential_PV | 1325 | 0
Residential_PV | 1326 | 0
Residential_PV | 1327 | 0
Residential_PV | 1328 | 0.0384
Residential_PV | 1329 | 0.0896
Residential_PV | 1330 | 0.2408
Residential_PV | 1331 | 0.4512
Residential_PV | 1332 | 0.368
Residential_PV | 1333 | 0.4664
Residential_PV | 1334 | 0.5096
Residential_PV | 1335 | 0.4304
Residential_PV | 1336 | 0.2848
Residential_PV | 1337 | 0.1656
Residential_PV | 1338 | 0.0128
Residential_PV | 1339 | 0
Residential_PV | 1340 | 0
Residential_PV | 1341 | 0
Residential_PV | 1342 | 0
Residential_PV | 1343 | 0
Residential_PV | 1344 | 0
Residential_PV | 1345 | 0
Residential_PV | 1346 | 0
Residential_PV | 1347 | 0
Residential_PV | 1348 | 0
Residential_PV | 1349 | 0
Residential_PV | 1350 | 0
Residential_PV | 1351 | 0
Residential_PV | 1352 | 0.0376
Residential_PV | 1353 | 0.08
Residential_PV | 1354 | 0.2008
Residential_PV | 1355 | 0.288
Residential_PV | 1356 | 0.3856
Residential_PV | 1357 | 0.4488
Residential_PV | 1358 | 0.4968
Residential_PV | 1359 | 0.2544
Residential_PV | 1360 | 0.2016
Residential_PV | 1361 | 0.1296
Residential_PV | 1362 | 0.0128
Residential_PV | 1363 | 0
Residential_PV | 1364 | 0
Residential_PV | 1365 | 0
Residential_PV | 1366 | 0
Residential_PV | 1367 | 0
Residential_PV | 1368 | 0
Residential_PV | 1369 | 0
Residential_PV | 1370 | 0
Residential_PV | 1371 | 0
Residential_PV | 1372 | 0
Residential_PV | 1373 | 0
Residential_PV | 1374 | 0
Residential_PV | 1375 | 0
Residential_PV | 1376 | 0.0192
Residential_PV | 1377 | 0.036
Residential_PV | 1378 | 0.0504
Residential_PV | 1379 | 0.048
Residential_PV | 1380 | 0.1016
Residential_PV | 1381 | 0.12
Residential_PV | 1382 | 0.132
Residential_PV | 1383 | 0.1752
Residential_PV | 1384 | 0.1472
Residential_PV | 1385 | 0.1136
Residential_PV | 1386 | 0.0144
Residential_PV | 1387 | 0
Residential_PV | 1388 | 0
Residential_PV | 1389 | 0
Residential_PV | 1390 | 0
Residential_PV | 1391 | 0
Residential_PV | 1392 | 0
Residential_PV | 1393 | 0
Residential_PV | 1394 | 0
Residential_PV | 1395 | 0
Residential_PV | 1396 | 0
Residential_PV | 1397 | 0
Residential_PV | 1398 | 0
Residential_PV | 1399 | 0
Residential_PV | 1400 | 0.0424
Residential_PV | 1401 | 0.1096
Residential_PV | 1402 | 0.132
Residential_PV | 1403 | 0.0584
Residential_PV | 1404 | 0.076
Residential_PV | 1405 | 0.33536
Residential_PV | 1406 | 0.34164
Residential_PV | 1407 | 0.2536
Residential_PV | 1408 | 0.2656
Residential_PV | 1409 | 0.1144
Residential_PV | 1410 | 0.0168
Residential_PV | 1411 | 0
Residential_PV | 1412 | 0
Residential_PV | 1413 | 0
Residential_PV | 1414 | 0
Residential_PV | 1415 | 0
Residential_PV | 1416 | 0
Residential_PV | 1417 | 0
Residential_PV | 1418 | 0
Residential_PV | 1419 | 0
Residential_PV | 1420 | 0
Residential_PV | 1421 | 0
Residential_PV | 1422 | 0
Residential_PV | 1423 | 0
Residential_PV | 1424 | 0.0616
Residential_PV | 1425 | 0.2184
Residential_PV | 1426 | 0.3896
Residential_PV | 1427 | 0.4936
Residential_PV | 1428 | 0.5528
Residential_PV | 1429 | 0.5432
Residential_PV | 1430 | 0.4152
Residential_PV | 1431 | 0.4328
Residential_PV | 1432 | 0.2056
Residential_PV | 1433 | 0.1024
Residential_PV | 1434 | 0.0192
Residential_PV | 1435 | 0
Residential_PV | 1436 | 0
Residential_PV | 1437 | 0
Residential_PV | 1438 | 0
Residential_PV | 1439 | 0
Residential_PV | 1440 | 0
Residential_PV | 1441 | 0
Residential_PV | 1442 | 0
Residential_PV | 1443 | 0
Residential_PV | 1444 | 0
Residential_PV | 1445 | 0
Residential_PV | 1446 | 0
Residential_PV | 1447 | 0
Residential_PV | 1448 | 0.0864
Residential_PV | 1449 | 0.1904
Residential_PV | 1450 | 0.3552
Residential_PV | 1451 | 0.4784
Residential_PV | 1452 | 0.5568
Residential_PV | 1453 | 0.5688
Residential_PV | 1454 | 0.5264
Residential_PV | 1455 | 0.4592
Residential_PV | 1456 | 0.3296
Residential_PV | 1457 | 0.1304
Residential_PV | 1458 | 0.0192
Residential_PV | 1459 | 0
Residential_PV | 1460 | 0
Residential_PV | 1461 | 0
Residential_PV | 1462 | 0
Residential_PV | 1463 | 0
Residential_PV | 1464 | 0
Residential_PV | 1465 | 0
Residential_PV | 1466 | 0
Residential_PV | 1467 | 0
Residential_PV | 1468 | 0
Residential_PV | 1469 | 0
Residential_PV | 1470 | 0
Residential_PV | 1471 | 0
Residential_PV | 1472 | 0.1
Residential_PV | 1473 | 0.2536
Residential_PV | 1474 | 0.3976
Residential_PV | 1475 | 0.5008
Residential_PV | 1476 | 0.5616
Residential_PV | 1477 | 0.5696
Residential_PV | 1478 | 0.528
Residential_PV | 1479 | 0.452
Residential_PV | 1480 | 0.3248
Residential_PV | 1481 | 0.18
Residential_PV | 1482 | 0.0216
Residential_PV | 1483 | 0
Residential_PV | 1484 | 0
Residential_PV | 1485 | 0
Residential_PV | 1486 | 0
Residential_PV | 1487 | 0
Residential_PV | 1488 | 0
Residential_PV | 1489 | 0
Residential_PV | 1490 | 0
Residential_PV | 1491 | 0
Residential_PV | 1492 | 0
Residential_PV | 1493 | 0
Residential_PV | 1494 | 0
Residential_PV | 1495 | 0
Residential_PV | 1496 | 0.0776
Residential_PV | 1497 | 0.14
Residential_PV | 1498 | 0.208
Residential_PV | 1499 | 0.4824
Residential_PV | 1500 | 0.5432
Residential_PV | 1501 | 0.4176
Residential_PV | 1502 | 0.3368
Residential_PV | 1503 | 0.1496
Residential_PV | 1504 | 0.0664
Residential_PV | 1505 | 0.0888
Residential_PV | 1506 | 0.0192
Residential_PV | 1507 | 0
Residential_PV | 1508 | 0
Residential_PV | 1509 | 0
Residential_PV | 1510 | 0
Residential_PV | 1511 | 0
Residential_PV | 1512 | 0
Residential_PV | 1513 | 0
Residential_PV | 1514 | 0
Residential_PV | 1515 | 0
Residential_PV | 1516 | 0
Residential_PV | 1517 | 0
Residential_PV | 1518 | 0
Residential_PV | 1519 | 0
Residential_PV | 1520 | 0.1072
Residential_PV | 1521 | 0.2616
Residential_PV | 1522 | 0.4008
Residential_PV | 1523 | 0.5024
Residential_PV | 1524 | 0.48
Residential_PV | 1525 | 0.5392
Residential_PV | 1526 | 0.2672
Residential_PV | 1527 | 0.1656
Residential_PV | 1528 | 0.1792
Residential_PV | 1529 | 0.0816
Residential_PV | 1530 | 0.0168
Residential_PV | 1531 | 0
Residential_PV | 1532 | 0
Residential_PV | 1533 | 0
Residential_PV | 1534 | 0
Residential_PV | 1535 | 0
Residential_PV | 1536 | 0
Residential_PV | 1537 | 0
Residential_PV | 1538 | 0
Residential_PV | 1539 | 0
Residential_PV | 1540 | 0
Residential_PV | 1541 | 0
Residential_PV | 1542 | 0
Residential_PV | 1543 | 0
Residential_PV | 1544 | 0.1144
Residential_PV | 1545 | 0.2688
Residential_PV | 1546 | 0.412
Residential_PV | 1547 | 0.5176
Residential_PV | 1548 | 0.5816
Residential_PV | 1549 | 0.5888
Residential_PV | 1550 | 0.5488
Residential_PV | 1551 | 0.4712
Residential_PV | 1552 | 0.1096
Residential_PV | 1553 | 0.1384
Residential_PV | 1554 | 0.0176
Residential_PV | 1555 | 0
Residential_PV | 1556 | 0
Residential_PV | 1557 | 0
Residential_PV | 1558 | 0
Residential_PV | 1559 | 0
Residential_PV | 1560 | 0
Residential_PV | 1561 | 0
Residential_PV | 1562 | 0
Residential_PV | 1563 | 0
Residential_PV | 1564 | 0
Residential_PV | 1565 | 0
Residential_PV | 1566 | 0
Residential_PV | 1567 | 0
Residential_PV | 1568 | 0.0328
Residential_PV | 1569 | 0.0984
Residential_PV | 1570 | 0.0624
Residential_PV | 1571 | 0.12
Residential_PV | 1572 | 0.1048
Residential_PV | 1573 | 0.1672
Residential_PV | 1574 | 0.2024
Residential_PV | 1575 | 0.1352
Residential_PV | 1576 | 0.1224
Residential_PV | 1577 | 0.1352
Residential_PV | 1578 | 0.0264
Residential_PV | 1579 | 0
Residential_PV | 1580 | 0
Residential_PV | 1581 | 0
Residential_PV | 1582 | 0
Residential_PV | 1583 | 0
Residential_PV | 1584 | 0
Residential_PV | 1585 | 0
Residential_PV | 1586 | 0
Residential_PV | 1587 | 0
Residential_PV | 1588 | 0
Residential_PV | 1589 | 0
Residential_PV | 1590 | 0
Residential_PV | 1591 | 0
Residential_PV | 1592 | 0.108
Residential_PV | 1593 | 0.2568
Residential_PV | 1594 | 0.3896
Residential_PV | 1595 | 0.5168
Residential_PV | 1596 | 0.588
Residential_PV | 1597 | 0.5952
Residential_PV | 1598 | 0.5568
Residential_PV | 1599 | 0.4648
Residential_PV | 1600 | 0.3528
Residential_PV | 1601 | 0.2024
Residential_PV | 1602 | 0.028
Residential_PV | 1603 | 0
Residential_PV | 1604 | 0
Residential_PV | 1605 | 0
Residential_PV | 1606 | 0
Residential_PV | 1607 | 0
Residential_PV | 1608 | 0
Residential_PV | 1609 | 0
Residential_PV | 1610 | 0
Residential_PV | 1611 | 0
Residential_PV | 1612 | 0
Residential_PV | 1613 | 0
Residential_PV | 1614 | 0
Residential_PV | 1615 | 0
Residential_PV | 1616 | 0.048
Residential_PV | 1617 | 0.1032
Residential_PV | 1618 | 0.2496
Residential_PV | 1619 | 0.4096
Residential_PV | 1620 | 0.3936
Residential_PV | 1621 | 0.5216
Residential_PV | 1622 | 0.5288
Residential_PV | 1623 | 0.392
Residential_PV | 1624 | 0.284
Residential_PV | 1625 | 0.1912
Residential_PV | 1626 | 0.028
Residential_PV | 1627 | 0
Residential_PV | 1628 | 0
Residential_PV | 1629 | 0
Residential_PV | 1630 | 0
Residential_PV | 1631 | 0
Residential_PV | 1632 | 0
Residential_PV | 1633 | 0
Residential_PV | 1634 | 0
Residential_PV | 1635 | 0
Residential_PV | 1636 | 0
Residential_PV | 1637 | 0
Residential_PV | 1638 | 0
Residential_PV | 1639 | 0
Residential_PV | 1640 | 0.1296
Residential_PV | 1641 | 0.2792
Residential_PV | 1642 | 0.4184
Residential_PV | 1643 | 0.5152
Residential_PV | 1644 | 0.5936
Residential_PV | 1645 | 0.6064
Residential_PV | 1646 | 0.5712
Residential_PV | 1647 | 0.4864
Residential_PV | 1648 | 0.3568
Residential_PV | 1649 | 0.2144
Residential_PV | 1650 | 0.0288
Residential_PV | 1651 | 0
Residential_PV | 1652 | 0
Residential_PV | 1653 | 0
Residential_PV | 1654 | 0
Residential_PV | 1655 | 0
Residential_PV | 1656 | 0
Residential_PV | 1657 | 0
Residential_PV | 1658 | 0
Residential_PV | 1659 | 0
Residential_PV | 1660 | 0
Residential_PV | 1661 | 0
Residential_PV | 1662 | 0
Residential_PV | 1663 | 0
Residential_PV | 1664 | 0.1304
Residential_PV | 1665 | 0.272
Residential_PV | 1666 | 0.2136
Residential_PV | 1667 | 0.3296
Residential_PV | 1668 | 0.4368
Residential_PV | 1669 | 0.548
Residential_PV | 1670 | 0.4656
Residential_PV | 1671 | 0.4432
Residential_PV | 1672 | 0.336
Residential_PV | 1673 | 0.1728
Residential_PV | 1674 | 0.032
Residential_PV | 1675 | 0
Residential_PV | 1676 | 0
Residential_PV | 1677 | 0
Residential_PV | 1678 | 0
Residential_PV | 1679 | 0
Residential_PV | 1680 | 0
Residential_PV | 1681 | 0
Residential_PV | 1682 | 0
Residential_PV | 1683 | 0
Residential_PV | 1684 | 0
Residential_PV | 1685 | 0
Residential_PV | 1686 | 0
Residential_PV | 1687 | 0
Residential_PV | 1688 | 0.0968
Residential_PV | 1689 | 0.1952
Residential_PV | 1690 | 0.2624
Residential_PV | 1691 | 0.324
Residential_PV | 1692 | 0.3296
Residential_PV | 1693 | 0.2344
Residential_PV | 1694 | 0.1304
Residential_PV | 1695 | 0.0896
Residential_PV | 1696 | 0.2272
Residential_PV | 1697 | 0.1448
Residential_PV | 1698 | 0.032
Residential_PV | 1699 | 0
Residential_PV | 1700 | 0
Residential_PV | 1701 | 0
Residential_PV | 1702 | 0
Residential_PV | 1703 | 0
Residential_PV | 1704 | 0
Residential_PV | 1705 | 0
Residential_PV | 1706 | 0
Residential_PV | 1707 | 0
Residential_PV | 1708 | 0
Residential_PV | 1709 | 0
Residential_PV | 1710 | 0
Residential_PV | 1711 | 0
Residential_PV | 1712 | 0.1368
Residential_PV | 1713 | 0.2896
Residential_PV | 1714 | 0.4368
Residential_PV | 1715 | 0.5424
Residential_PV | 1716 | 0.6104
Residential_PV | 1717 | 0.6192
Residential_PV | 1718 | 0.5832
Residential_PV | 1719 | 0.496
Residential_PV | 1720 | 0.3632
Residential_PV | 1721 | 0.2112
Residential_PV | 1722 | 0.032
Residential_PV | 1723 | 0
Residential_PV | 1724 | 0
Residential_PV | 1725 | 0
Residential_PV | 1726 | 0
Residential_PV | 1727 | 0
Residential_PV | 1728 | 0
Residential_PV | 1729 | 0
Residential_PV | 1730 | 0
Residential_PV | 1731 | 0
Residential_PV | 1732 | 0
Residential_PV | 1733 | 0
Residential_PV | 1734 | 0
Residential_PV | 1735 | 0
Residential_PV | 1736 | 0.1464
Residential_PV | 1737 | 0.2992
Residential_PV | 1738 | 0.4256
Residential_PV | 1739 | 0.5192
Residential_PV | 1740 | 0.5864
Residential_PV | 1741 | 0.588
Residential_PV | 1742 | 0.4872
Residential_PV | 1743 | 0.42
Residential_PV | 1744 | 0.344
Residential_PV | 1745 | 0.2096
Residential_PV | 1746 | 0.0336
Residential_PV | 1747 | 0
Residential_PV | 1748 | 0
Residential_PV | 1749 | 0
Residential_PV | 1750 | 0
Residential_PV | 1751 | 0
Residential_PV | 1752 | 0
Residential_PV | 1753 | 0
Residential_PV | 1754 | 0
Residential_PV | 1755 | 0
Residential_PV | 1756 | 0
Residential_PV | 1757 | 0
Residential_PV | 1758 | 0
Residential_PV | 1759 | 0
Residential_PV | 1760 | 0.152
Residential_PV | 1761 | 0.3056
Residential_PV | 1762 | 0.4464
Residential_PV | 1763 | 0.492
Residential_PV | 1764 | 0.4664
Residential_PV | 1765 | 0.5728
Residential_PV | 1766 | 0.46
Residential_PV | 1767 | 0.2224
Residential_PV | 1768 | 0.2632
Residential_PV | 1769 | 0.1488
Residential_PV | 1770 | 0.0368
Residential_PV | 1771 | 0
Residential_PV | 1772 | 0
Residential_PV | 1773 | 0
Residential_PV | 1774 | 0
Residential_PV | 1775 | 0
Residential_PV | 1776 | 0
Residential_PV | 1777 | 0
Residential_PV | 1778 | 0
Residential_PV | 1779 | 0
Residential_PV | 1780 | 0
Residential_PV | 1781 | 0
Residential_PV | 1782 | 0
Residential_PV | 1783 | 0
Residential_PV | 1784 | 0.1392
Residential_PV | 1785 | 0.2952
Residential_PV | 1786 | 0.4368
Residential_PV | 1787 | 0.5336
Residential_PV | 1788 | 0.6144
Residential_PV | 1789 | 0.6416
Residential_PV | 1790 | 0.592
Residential_PV | 1791 | 0.504
Residential_PV | 1792 | 0.3736
Residential_PV | 1793 | 0.2224
Residential_PV | 1794 | 0.0336
Residential_PV | 1795 | 0
Residential_PV | 1796 | 0
Residential_PV | 1797 | 0
Residential_PV | 1798 | 0
Residential_PV | 1799 | 0
Residential_PV | 1800 | 0
Residential_PV | 1801 | 0
Residential_PV | 1802 | 0
Residential_PV | 1803 | 0
Residential_PV | 1804 | 0
Residential_PV | 1805 | 0
Residential_PV | 1806 | 0
Residential_PV | 1807 | 0.0088
Residential_PV | 1808 | 0.1552
Residential_PV | 1809 | 0.3112
Residential_PV | 1810 | 0.4576
Residential_PV | 1811 | 0.5664
Residential_PV | 1812 | 0.628
Residential_PV | 1813 | 0.636
Residential_PV | 1814 | 0.5928
Residential_PV | 1815 | 0.5128
Residential_PV | 1816 | 0.3768
Residential_PV | 1817 | 0.228
Residential_PV | 1818 | 0.0344
Residential_PV | 1819 | 0
Residential_PV | 1820 | 0
Residential_PV | 1821 | 0
Residential_PV | 1822 | 0
Residential_PV | 1823 | 0
Residential_PV | 1824 | 0
Residential_PV | 1825 | 0
Residential_PV | 1826 | 0
Residential_PV | 1827 | 0
Residential_PV | 1828 | 0
Residential_PV | 1829 | 0
Residential_PV | 1830 | 0
Residential_PV | 1831 | 0.012
Residential_PV | 1832 | 0.112
Residential_PV | 1833 | 0.0976
Residential_PV | 1834 | 0.0872
Residential_PV | 1835 | 0.0664
Residential_PV | 1836 | 0.056
Residential_PV | 1837 | 0.0568
Residential_PV | 1838 | 0.0688
Residential_PV | 1839 | 0.2984
Residential_PV | 1840 | 0.248
Residential_PV | 1841 | 0.1128
Residential_PV | 1842 | 0.0392
Residential_PV | 1843 | 0
Residential_PV | 1844 | 0
Residential_PV | 1845 | 0
Residential_PV | 1846 | 0
Residential_PV | 1847 | 0
Residential_PV | 1848 | 0
Residential_PV | 1849 | 0
Residential_PV | 1850 | 0
Residential_PV | 1851 | 0
Residential_PV | 1852 | 0
Residential_PV | 1853 | 0
Residential_PV | 1854 | 0
Residential_PV | 1855 | 0.0128
Residential_PV | 1856 | 0.1576
Residential_PV | 1857 | 0.3304
Residential_PV | 1858 | 0.436
Residential_PV | 1859 | 0.5968
Residential_PV | 1860 | 0.6208
Residential_PV | 1861 | 0.4568
Residential_PV | 1862 | 0.4528
Residential_PV | 1863 | 0.0456
Residential_PV | 1864 | 0.0344
Residential_PV | 1865 | 0.0416
Residential_PV | 1866 | 0.0288
Residential_PV | 1867 | 0
Residential_PV | 1868 | 0
Residential_PV | 1869 | 0
Residential_PV | 1870 | 0
Residential_PV | 1871 | 0
Residential_PV | 1872 | 0
Residential_PV | 1873 | 0
Residential_PV | 1874 | 0
Residential_PV | 1875 | 0
Residential_PV | 1876 | 0
Residential_PV | 1877 | 0
Residential_PV | 1878 | 0
Residential_PV | 1879 | 0.0152
Residential_PV | 1880 | 0.0848
Residential_PV | 1881 | 0.1136
Residential_PV | 1882 | 0.172
Residential_PV | 1883 | 0.1976
Residential_PV | 1884 | 0.084
Residential_PV | 1885 | 0.1936
Residential_PV | 1886 | 0.2832
Residential_PV | 1887 | 0.2832
Residential_PV | 1888 | 0.184
Residential_PV | 1889 | 0.1864
Residential_PV | 1890 | 0.028
Residential_PV | 1891 | 0
Residential_PV | 1892 | 0
Residential_PV | 1893 | 0
Residential_PV | 1894 | 0
Residential_PV | 1895 | 0
Residential_PV | 1896 | 0
Residential_PV | 1897 | 0
Residential_PV | 1898 | 0
Residential_PV | 1899 | 0
Residential_PV | 1900 | 0
Residential_PV | 1901 | 0
Residential_PV | 1902 | 0
Residential_PV | 1903 | 0.0256
Residential_PV | 1904 | 0.0432
Residential_PV | 1905 | 0.2368
Residential_PV | 1906 | 0.0832
Residential_PV | 1907 | 0.5784
Residential_PV | 1908 | 0.576
Residential_PV | 1909 | 0.404
Residential_PV | 1910 | 0.5472
Residential_PV | 1911 | 0.4976
Residential_PV | 1912 | 0.3432
Residential_PV | 1913 | 0.1728
Residential_PV | 1914 | 0.0456
Residential_PV | 1915 | 0
Residential_PV | 1916 | 0
Residential_PV | 1917 | 0
Residential_PV | 1918 | 0
Residential_PV | 1919 | 0
Residential_PV | 1920 | 0
Residential_PV | 1921 | 0
Residential_PV | 1922 | 0
Residential_PV | 1923 | 0
Residential_PV | 1924 | 0
Residential_PV | 1925 | 0
Residential_PV | 1926 | 0
Residential_PV | 1927 | 0.0224
Residential_PV | 1928 | 0.0624
Residential_PV | 1929 | 0.0888
Residential_PV | 1930 | 0.128
Residential_PV | 1931 | 0.4648
Residential_PV | 1932 | 0.3256
Residential_PV | 1933 | 0.2568
Residential_PV | 1934 | 0.5192
Residential_PV | 1935 | 0.3336
Residential_PV | 1936 | 0.3312
Residential_PV | 1937 | 0.1688
Residential_PV | 1938 | 0.0392
Residential_PV | 1939 | 0
Residential_PV | 1940 | 0
Residential_PV | 1941 | 0
Residential_PV | 1942 | 0
Residential_PV | 1943 | 0
Residential_PV | 1944 | 0
Residential_PV | 1945 | 0
Residential_PV | 1946 | 0
Residential_PV | 1947 | 0
Residential_PV | 1948 | 0
Residential_PV | 1949 | 0
Residential_PV | 1950 | 0
Residential_PV | 1951 | 0.0256
Residential_PV | 1952 | 0.1296
Residential_PV | 1953 | 0.2032
Residential_PV | 1954 | 0.1424
Residential_PV | 1955 | 0.0712
Residential_PV | 1956 | 0.0576
Residential_PV | 1957 | 0.072
Residential_PV | 1958 | 0.1576
Residential_PV | 1959 | 0.1288
Residential_PV | 1960 | 0.0352
Residential_PV | 1961 | 0.028
Residential_PV | 1962 | 0.0384
Residential_PV | 1963 | 0
Residential_PV | 1964 | 0
Residential_PV | 1965 | 0
Residential_PV | 1966 | 0
Residential_PV | 1967 | 0
Residential_PV | 1968 | 0
Residential_PV | 1969 | 0
Residential_PV | 1970 | 0
Residential_PV | 1971 | 0
Residential_PV | 1972 | 0
Residential_PV | 1973 | 0
Residential_PV | 1974 | 0
Residential_PV | 1975 | 0.0072
Residential_PV | 1976 | 0.0592
Residential_PV | 1977 | 0.2176
Residential_PV | 1978 | 0.3576
Residential_PV | 1979 | 0.4032
Residential_PV | 1980 | 0.5256
Residential_PV | 1981 | 0.4984
Residential_PV | 1982 | 0.4696
Residential_PV | 1983 | 0.5096
Residential_PV | 1984 | 0.3448
Residential_PV | 1985 | 0.1568
Residential_PV | 1986 | 0.044
Residential_PV | 1987 | 0
Residential_PV | 1988 | 0
Residential_PV | 1989 | 0
Residential_PV | 1990 | 0
Residential_PV | 1991 | 0
Residential_PV | 1992 | 0
Residential_PV | 1993 | 0
Residential_PV | 1994 | 0
Residential_PV | 1995 | 0
Residential_PV | 1996 | 0
Residential_PV | 1997 | 0
Residential_PV | 1998 | 0
Residential_PV | 1999 | 0.0184
Residential_PV | 2000 | 0.1632
Residential_PV | 2001 | 0.1976
Residential_PV | 2002 | 0.2384
Residential_PV | 2003 | 0.26
Residential_PV | 2004 | 0.3528
Residential_PV | 2005 | 0.2576
Residential_PV | 2006 | 0.364
Residential_PV | 2007 | 0.34
Residential_PV | 2008 | 0.2
Residential_PV | 2009 | 0.1088
Residential_PV | 2010 | 0.0512
Residential_PV | 2011 | 0
Residential_PV | 2012 | 0
Residential_PV | 2013 | 0
Residential_PV | 2014 | 0
Residential_PV | 2015 | 0
Residential_PV | 2016 | 0
Residential_PV | 2017 | 0
Residential_PV | 2018 | 0
Residential_PV | 2019 | 0
Residential_PV | 2020 | 0
Residential_PV | 2021 | 0
Residential_PV | 2022 | 0
Residential_PV | 2023 | 0.024
Residential_PV | 2024 | 0.2072
Residential_PV | 2025 | 0.3648
Residential_PV | 2026 | 0.4736
Residential_PV | 2027 | 0.4912
Residential_PV | 2028 | 0.5496
Residential_PV | 2029 | 0.6152
Residential_PV | 2030 | 0.4984
Residential_PV | 2031 | 0.4376
Residential_PV | 2032 | 0.3176
Residential_PV | 2033 | 0.2112
Residential_PV | 2034 | 0.052
Residential_PV | 2035 | 0
Residential_PV | 2036 | 0
Residential_PV | 2037 | 0
Residential_PV | 2038 | 0
Residential_PV | 2039 | 0
Residential_PV | 2040 | 0
Residential_PV | 2041 | 0
Residential_PV | 2042 | 0
Residential_PV | 2043 | 0
Residential_PV | 2044 | 0
Residential_PV | 2045 | 0
Residential_PV | 2046 | 0
Residential_PV | 2047 | 0.0096
Residential_PV | 2048 | 0.0184
Residential_PV | 2049 | 0.1328
Residential_PV | 2050 | 0.0792
Residential_PV | 2051 | 0.0848
Residential_PV | 2052 | 0.1304
Residential_PV | 2053 | 0.1136
Residential_PV | 2054 | 0.0672
Residential_PV | 2055 | 0.0712
Residential_PV | 2056 | 0.0728
Residential_PV | 2057 | 0.0224
Residential_PV | 2058 | 0.0504
Residential_PV | 2059 | 0
Residential_PV | 2060 | 0
Residential_PV | 2061 | 0
Residential_PV | 2062 | 0
Residential_PV | 2063 | 0
Residential_PV | 2064 | 0
Residential_PV | 2065 | 0
Residential_PV | 2066 | 0
Residential_PV | 2067 | 0
Residential_PV | 2068 | 0
Residential_PV | 2069 | 0
Residential_PV | 2070 | 0
Residential_PV | 2071 | 0.0528
Residential_PV | 2072 | 0.1416
Residential_PV | 2073 | 0.3016
Residential_PV | 2074 | 0.2368
Residential_PV | 2075 | 0.2224
Residential_PV | 2076 | 0.4224
Residential_PV | 2077 | 0.4096
Residential_PV | 2078 | 0.2552
Residential_PV | 2079 | 0.1416
Residential_PV | 2080 | 0.1144
Residential_PV | 2081 | 0.1464
Residential_PV | 2082 | 0.036
Residential_PV | 2083 | 0
Residential_PV | 2084 | 0
Residential_PV | 2085 | 0
Residential_PV | 2086 | 0
Residential_PV | 2087 | 0
Residential_PV | 2088 | 0
Residential_PV | 2089 | 0
Residential_PV | 2090 | 0
Residential_PV | 2091 | 0
Residential_PV | 2092 | 0
Residential_PV | 2093 | 0
Residential_PV | 2094 | 0
Residential_PV | 2095 | 0.0576
Residential_PV | 2096 | 0.1832
Residential_PV | 2097 | 0.3384
Residential_PV | 2098 | 0.4672
Residential_PV | 2099 | 0.4368
Residential_PV | 2100 | 0.5304
Residential_PV | 2101 | 0.444
Residential_PV | 2102 | 0.5424
Residential_PV | 2103 | 0.5472
Residential_PV | 2104 | 0.3968
Residential_PV | 2105 | 0.2544
Residential_PV | 2106 | 0.0384
Residential_PV | 2107 | 0
Residential_PV | 2108 | 0
Residential_PV | 2109 | 0
Residential_PV | 2110 | 0
Residential_PV | 2111 | 0
Residential_PV | 2112 | 0
Residential_PV | 2113 | 0
Residential_PV | 2114 | 0
Residential_PV | 2115 | 0
Residential_PV | 2116 | 0
Residential_PV | 2117 | 0
Residential_PV | 2118 | 0
Residential_PV | 2119 | 0.0088
Residential_PV | 2120 | 0.1304
Residential_PV | 2121 | 0.3464
Residential_PV | 2122 | 0.4928
Residential_PV | 2123 | 0.4432
Residential_PV | 2124 | 0.5728
Residential_PV | 2125 | 0.5968
Residential_PV | 2126 | 0.472
Residential_PV | 2127 | 0.5528
Residential_PV | 2128 | 0.3576
Residential_PV | 2129 | 0.2656
Residential_PV | 2130 | 0.0408
Residential_PV | 2131 | 0
Residential_PV | 2132 | 0
Residential_PV | 2133 | 0
Residential_PV | 2134 | 0
Residential_PV | 2135 | 0
Residential_PV | 2136 | 0
Residential_PV | 2137 | 0
Residential_PV | 2138 | 0
Residential_PV | 2139 | 0
Residential_PV | 2140 | 0
Residential_PV | 2141 | 0
Residential_PV | 2142 | 0
Residential_PV | 2143 | 0.0568
Residential_PV | 2144 | 0.2168
Residential_PV | 2145 | 0.3232
Residential_PV | 2146 | 0.5048
Residential_PV | 2147 | 0.5992
Residential_PV | 2148 | 0.6104
Residential_PV | 2149 | 0.5896
Residential_PV | 2150 | 0.4624
Residential_PV | 2151 | 0.3656
Residential_PV | 2152 | 0.3568
Residential_PV | 2153 | 0.2296
Residential_PV | 2154 | 0.0512
Residential_PV | 2155 | 0
Residential_PV | 2156 | 0
Residential_PV | 2157 | 0
Residential_PV | 2158 | 0
Residential_PV | 2159 | 0
Residential_PV | 2160 | 0
Residential_PV | 2161 | 0
Residential_PV | 2162 | 0
Residential_PV | 2163 | 0
Residential_PV | 2164 | 0
Residential_PV | 2165 | 0
Residential_PV | 2166 | 0
Residential_PV | 2167 | 0.0624
Residential_PV | 2168 | 0.208
Residential_PV | 2169 | 0.3632
Residential_PV | 2170 | 0.4992
Residential_PV | 2171 | 0.6048
Residential_PV | 2172 | 0.6688
Residential_PV | 2173 | 0.6408
Residential_PV | 2174 | 0.6192
Residential_PV | 2175 | 0.432
Residential_PV | 2176 | 0.3064
Residential_PV | 2177 | 0.2288
Residential_PV | 2178 | 0.0512
Residential_PV | 2179 | 0
Residential_PV | 2180 | 0
Residential_PV | 2181 | 0
Residential_PV | 2182 | 0
Residential_PV | 2183 | 0
Residential_PV | 2184 | 0
Residential_PV | 2185 | 0
Residential_PV | 2186 | 0
Residential_PV | 2187 | 0
Residential_PV | 2188 | 0
Residential_PV | 2189 | 0
Residential_PV | 2190 | 0
Residential_PV | 2191 | 0.0232
Residential_PV | 2192 | 0.0736
Residential_PV | 2193 | 0.34
Residential_PV | 2194 | 0.3096
Residential_PV | 2195 | 0.312
Residential_PV | 2196 | 0.3152
Residential_PV | 2197 | 0.384
Residential_PV | 2198 | 0.5792
Residential_PV | 2199 | 0.4544
Residential_PV | 2200 | 0.2776
Residential_PV | 2201 | 0.1464
Residential_PV | 2202 | 0.052
Residential_PV | 2203 | 0
Residential_PV | 2204 | 0
Residential_PV | 2205 | 0
Residential_PV | 2206 | 0
Residential_PV | 2207 | 0
Residential_PV | 2208 | 0
Residential_PV | 2209 | 0
Residential_PV | 2210 | 0
Residential_PV | 2211 | 0
Residential_PV | 2212 | 0
Residential_PV | 2213 | 0
Residential_PV | 2214 | 0
Residential_PV | 2215 | 0.0112
Residential_PV | 2216 | 0.0496
Residential_PV | 2217 | 0.0536
Residential_PV | 2218 | 0.0728
Residential_PV | 2219 | 0.0552
Residential_PV | 2220 | 0.0944
Residential_PV | 2221 | 0.124
Residential_PV | 2222 | 0.2896
Residential_PV | 2223 | 0.1616
Residential_PV | 2224 | 0.0776
Residential_PV | 2225 | 0.0424
Residential_PV | 2226 | 0.0384
Residential_PV | 2227 | 0
Residential_PV | 2228 | 0
Residential_PV | 2229 | 0
Residential_PV | 2230 | 0
Residential_PV | 2231 | 0
Residential_PV | 2232 | 0
Residential_PV | 2233 | 0
Residential_PV | 2234 | 0
Residential_PV | 2235 | 0
Residential_PV | 2236 | 0
Residential_PV | 2237 | 0
Residential_PV | 2238 | 0
Residential_PV | 2239 | 0.0232
Residential_PV | 2240 | 0.0312
Residential_PV | 2241 | 0.1328
Residential_PV | 2242 | 0.2024
Residential_PV | 2243 | 0.0832
Residential_PV | 2244 | 0.4488
Residential_PV | 2245 | 0.1832
Residential_PV | 2246 | 0.588
Residential_PV | 2247 | 0.184
Residential_PV | 2248 | 0.3104
Residential_PV | 2249 | 0.228
Residential_PV | 2250 | 0.06
Residential_PV | 2251 | 0
Residential_PV | 2252 | 0
Residential_PV | 2253 | 0
Residential_PV | 2254 | 0
Residential_PV | 2255 | 0
Residential_PV | 2256 | 0
Residential_PV | 2257 | 0
Residential_PV | 2258 | 0
Residential_PV | 2259 | 0
Residential_PV | 2260 | 0
Residential_PV | 2261 | 0
Residential_PV | 2262 | 0
Residential_PV | 2263 | 0.0784
Residential_PV | 2264 | 0.232
Residential_PV | 2265 | 0.3904
Residential_PV | 2266 | 0.4416
Residential_PV | 2267 | 0.6264
Residential_PV | 2268 | 0.6896
Residential_PV | 2269 | 0.6848
Residential_PV | 2270 | 0.6408
Residential_PV | 2271 | 0.5448
Residential_PV | 2272 | 0.4184
Residential_PV | 2273 | 0.2656
Residential_PV | 2274 | 0.0568
Residential_PV | 2275 | 0
Residential_PV | 2276 | 0
Residential_PV | 2277 | 0
Residential_PV | 2278 | 0
Residential_PV | 2279 | 0
Residential_PV | 2280 | 0
Residential_PV | 2281 | 0
Residential_PV | 2282 | 0
Residential_PV | 2283 | 0
Residential_PV | 2284 | 0
Residential_PV | 2285 | 0
Residential_PV | 2286 | 0
Residential_PV | 2287 | 0.08
Residential_PV | 2288 | 0.2352
Residential_PV | 2289 | 0.3984
Residential_PV | 2290 | 0.5328
Residential_PV | 2291 | 0.6368
Residential_PV | 2292 | 0.696
Residential_PV | 2293 | 0.6952
Residential_PV | 2294 | 0.6472
Residential_PV | 2295 | 0.556
Residential_PV | 2296 | 0.432
Residential_PV | 2297 | 0.2768
Residential_PV | 2298 | 0.0528
Residential_PV | 2299 | 0
Residential_PV | 2300 | 0
Residential_PV | 2301 | 0
Residential_PV | 2302 | 0
Residential_PV | 2303 | 0
Residential_PV | 2304 | 0
Residential_PV | 2305 | 0
Residential_PV | 2306 | 0
Residential_PV | 2307 | 0
Residential_PV | 2308 | 0
Residential_PV | 2309 | 0
Residential_PV | 2310 | 0
Residential_PV | 2311 | 0.0464
Residential_PV | 2312 | 0.144
Residential_PV | 2313 | 0.2488
Residential_PV | 2314 | 0.356
Residential_PV | 2315 | 0.4488
Residential_PV | 2316 | 0.6608
Residential_PV | 2317 | 0.5792
Residential_PV | 2318 | 0.64
Residential_PV | 2319 | 0.5504
Residential_PV | 2320 | 0.428
Residential_PV | 2321 | 0.2752
Residential_PV | 2322 | 0.0528
Residential_PV | 2323 | 0
Residential_PV | 2324 | 0
Residential_PV | 2325 | 0
Residential_PV | 2326 | 0
Residential_PV | 2327 | 0
Residential_PV | 2328 | 0
Residential_PV | 2329 | 0
Residential_PV | 2330 | 0
Residential_PV | 2331 | 0
Residential_PV | 2332 | 0
Residential_PV | 2333 | 0
Residential_PV | 2334 | 0
Residential_PV | 2335 | 0.0872
Residential_PV | 2336 | 0.2456
Residential_PV | 2337 | 0.4024
Residential_PV | 2338 | 0.5376
Residential_PV | 2339 | 0.6376
Residential_PV | 2340 | 0.696
Residential_PV | 2341 | 0.6904
Residential_PV | 2342 | 0.6496
Residential_PV | 2343 | 0.556
Residential_PV | 2344 | 0.4304
Residential_PV | 2345 | 0.2792
Residential_PV | 2346 | 0.0552
Residential_PV | 2347 | 0
Residential_PV | 2348 | 0
Residential_PV | 2349 | 0
Residential_PV | 2350 | 0
Residential_PV | 2351 | 0
Residential_PV | 2352 | 0
Residential_PV | 2353 | 0
Residential_PV | 2354 | 0
Residential_PV | 2355 | 0
Residential_PV | 2356 | 0
Residential_PV | 2357 | 0
Residential_PV | 2358 | 0
Residential_PV | 2359 | 0.092
Residential_PV | 2360 | 0.252
Residential_PV | 2361 | 0.4064
Residential_PV | 2362 | 0.5472
Residential_PV | 2363 | 0.6504
Residential_PV | 2364 | 0.7064
Residential_PV | 2365 | 0.7008
Residential_PV | 2366 | 0.6592
Residential_PV | 2367 | 0.5672
Residential_PV | 2368 | 0.4464
Residential_PV | 2369 | 0.284
Residential_PV | 2370 | 0.056
Residential_PV | 2371 | 0
Residential_PV | 2372 | 0
Residential_PV | 2373 | 0
Residential_PV | 2374 | 0
Residential_PV | 2375 | 0
Residential_PV | 2376 | 0
Residential_PV | 2377 | 0
Residential_PV | 2378 | 0
Residential_PV | 2379 | 0
Residential_PV | 2380 | 0
Residential_PV | 2381 | 0
Residential_PV | 2382 | 0
Residential_PV | 2383 | 0.0952
Residential_PV | 2384 | 0.26
Residential_PV | 2385 | 0.408
Residential_PV | 2386 | 0.5448
Residential_PV | 2387 | 0.648
Residential_PV | 2388 | 0.6992
Residential_PV | 2389 | 0.7
Residential_PV | 2390 | 0.6584
Residential_PV | 2391 | 0.564
Residential_PV | 2392 | 0.4376
Residential_PV | 2393 | 0.284
Residential_PV | 2394 | 0.1216
Residential_PV | 2395 | 0
Residential_PV | 2396 | 0
Residential_PV | 2397 | 0
Residential_PV | 2398 | 0
Residential_PV | 2399 | 0
Residential_PV | 2400 | 0
Residential_PV | 2401 | 0
Residential_PV | 2402 | 0
Residential_PV | 2403 | 0
Residential_PV | 2404 | 0
Residential_PV | 2405 | 0
Residential_PV | 2406 | 0
Residential_PV | 2407 | 0.0768
Residential_PV | 2408 | 0.2536
Residential_PV | 2409 | 0.4096
Residential_PV | 2410 | 0.5464
Residential_PV | 2411 | 0.52
Residential_PV | 2412 | 0.6912
Residential_PV | 2413 | 0.648
Residential_PV | 2414 | 0.1768
Residential_PV | 2415 | 0.3912
Residential_PV | 2416 | 0.216
Residential_PV | 2417 | 0.0752
Residential_PV | 2418 | 0.024
Residential_PV | 2419 | 0
Residential_PV | 2420 | 0
Residential_PV | 2421 | 0
Residential_PV | 2422 | 0
Residential_PV | 2423 | 0
Residential_PV | 2424 | 0
Residential_PV | 2425 | 0
Residential_PV | 2426 | 0
Residential_PV | 2427 | 0
Residential_PV | 2428 | 0
Residential_PV | 2429 | 0
Residential_PV | 2430 | 0
Residential_PV | 2431 | 0.0992
Residential_PV | 2432 | 0.244
Residential_PV | 2433 | 0.1464
Residential_PV | 2434 | 0.524
Residential_PV | 2435 | 0.6576
Residential_PV | 2436 | 0.6832
Residential_PV | 2437 | 0.6688
Residential_PV | 2438 | 0.6568
Residential_PV | 2439 | 0.5808
Residential_PV | 2440 | 0.4472
Residential_PV | 2441 | 0.248
Residential_PV | 2442 | 0.0952
Residential_PV | 2443 | 0
Residential_PV | 2444 | 0
Residential_PV | 2445 | 0
Residential_PV | 2446 | 0
Residential_PV | 2447 | 0
Residential_PV | 2448 | 0
Residential_PV | 2449 | 0
Residential_PV | 2450 | 0
Residential_PV | 2451 | 0
Residential_PV | 2452 | 0
Residential_PV | 2453 | 0
Residential_PV | 2454 | 0
Residential_PV | 2455 | 0.104
Residential_PV | 2456 | 0.26
Residential_PV | 2457 | 0.4176
Residential_PV | 2458 | 0.5584
Residential_PV | 2459 | 0.6544
Residential_PV | 2460 | 0.7112
Residential_PV | 2461 | 0.7152
Residential_PV | 2462 | 0.6664
Residential_PV | 2463 | 0.5712
Residential_PV | 2464 | 0.4448
Residential_PV | 2465 | 0.2912
Residential_PV | 2466 | 0.128
Residential_PV | 2467 | 0
Residential_PV | 2468 | 0
Residential_PV | 2469 | 0
Residential_PV | 2470 | 0
Residential_PV | 2471 | 0
Residential_PV | 2472 | 0
Residential_PV | 2473 | 0
Residential_PV | 2474 | 0
Residential_PV | 2475 | 0
Residential_PV | 2476 | 0
Residential_PV | 2477 | 0
Residential_PV | 2478 | 0
Residential_PV | 2479 | 0.1088
Residential_PV | 2480 | 0.268
Residential_PV | 2481 | 0.4256
Residential_PV | 2482 | 0.5624
Residential_PV | 2483 | 0.6576
Residential_PV | 2484 | 0.7144
Residential_PV | 2485 | 0.7112
Residential_PV | 2486 | 0.6648
Residential_PV | 2487 | 0.5704
Residential_PV | 2488 | 0.4264
Residential_PV | 2489 | 0.2568
Residential_PV | 2490 | 0.0992
Residential_PV | 2491 | 0
Residential_PV | 2492 | 0
Residential_PV | 2493 | 0
Residential_PV | 2494 | 0
Residential_PV | 2495 | 0
Residential_PV | 2496 | 0
Residential_PV | 2497 | 0
Residential_PV | 2498 | 0
Residential_PV | 2499 | 0
Residential_PV | 2500 | 0
Residential_PV | 2501 | 0
Residential_PV | 2502 | 0
Residential_PV | 2503 | 0.1104
Residential_PV | 2504 | 0.2776
Residential_PV | 2505 | 0.396
Residential_PV | 2506 | 0.2824
Residential_PV | 2507 | 0.384
Residential_PV | 2508 | 0.528
Residential_PV | 2509 | 0.3984
Residential_PV | 2510 | 0.4472
Residential_PV | 2511 | 0.4344
Residential_PV | 2512 | 0.3936
Residential_PV | 2513 | 0.1296
Residential_PV | 2514 | 0.0888
Residential_PV | 2515 | 0
Residential_PV | 2516 | 0
Residential_PV | 2517 | 0
Residential_PV | 2518 | 0
Residential_PV | 2519 | 0
Residential_PV | 2520 | 0
Residential_PV | 2521 | 0
Residential_PV | 2522 | 0
Residential_PV | 2523 | 0
Residential_PV | 2524 | 0
Residential_PV | 2525 | 0
Residential_PV | 2526 | 0
Residential_PV | 2527 | 0.1168
Residential_PV | 2528 | 0.2784
Residential_PV | 2529 | 0.4328
Residential_PV | 2530 | 0.5688
Residential_PV | 2531 | 0.664
Residential_PV | 2532 | 0.72
Residential_PV | 2533 | 0.72
Residential_PV | 2534 | 0.6704
Residential_PV | 2535 | 0.5784
Residential_PV | 2536 | 0.452
Residential_PV | 2537 | 0.3
Residential_PV | 2538 | 0.1376
Residential_PV | 2539 | 0
Residential_PV | 2540 | 0
Residential_PV | 2541 | 0
Residential_PV | 2542 | 0
Residential_PV | 2543 | 0
Residential_PV | 2544 | 0
Residential_PV | 2545 | 0
Residential_PV | 2546 | 0
Residential_PV | 2547 | 0
Residential_PV | 2548 | 0
Residential_PV | 2549 | 0
Residential_PV | 2550 | 0
Residential_PV | 2551 | 0.1144
Residential_PV | 2552 | 0.2776
Residential_PV | 2553 | 0.432
Residential_PV | 2554 | 0.5696
Residential_PV | 2555 | 0.6664
Residential_PV | 2556 | 0.7192
Residential_PV | 2557 | 0.7184
Residential_PV | 2558 | 0.6688
Residential_PV | 2559 | 0.5744
Residential_PV | 2560 | 0.452
Residential_PV | 2561 | 0.296
Residential_PV | 2562 | 0.136
Residential_PV | 2563 | 0
Residential_PV | 2564 | 0
Residential_PV | 2565 | 0
Residential_PV | 2566 | 0
Residential_PV | 2567 | 0
Residential_PV | 2568 | 0
Residential_PV | 2569 | 0
Residential_PV | 2570 | 0
Residential_PV | 2571 | 0
Residential_PV | 2572 | 0
Residential_PV | 2573 | 0
Residential_PV | 2574 | 0
Residential_PV | 2575 | 0.1248
Residential_PV | 2576 | 0.2856
Residential_PV | 2577 | 0.4424
Residential_PV | 2578 | 0.576
Residential_PV | 2579 | 0.6768
Residential_PV | 2580 | 0.7296
Residential_PV | 2581 | 0.7208
Residential_PV | 2582 | 0.6816
Residential_PV | 2583 | 0.5864
Residential_PV | 2584 | 0.4568
Residential_PV | 2585 | 0.3016
Residential_PV | 2586 | 0.112
Residential_PV | 2587 | 0
Residential_PV | 2588 | 0
Residential_PV | 2589 | 0
Residential_PV | 2590 | 0
Residential_PV | 2591 | 0
Residential_PV | 2592 | 0
Residential_PV | 2593 | 0
Residential_PV | 2594 | 0
Residential_PV | 2595 | 0
Residential_PV | 2596 | 0
Residential_PV | 2597 | 0
Residential_PV | 2598 | 0
Residential_PV | 2599 | 0.1296
Residential_PV | 2600 | 0.288
Residential_PV | 2601 | 0.4432
Residential_PV | 2602 | 0.4536
Residential_PV | 2603 | 0.5888
Residential_PV | 2604 | 0.7248
Residential_PV | 2605 | 0.7272
Residential_PV | 2606 | 0.6808
Residential_PV | 2607 | 0.5856
Residential_PV | 2608 | 0.4568
Residential_PV | 2609 | 0.3024
Residential_PV | 2610 | 0.136
Residential_PV | 2611 | 0
Residential_PV | 2612 | 0
Residential_PV | 2613 | 0
Residential_PV | 2614 | 0
Residential_PV | 2615 | 0
Residential_PV | 2616 | 0
Residential_PV | 2617 | 0
Residential_PV | 2618 | 0
Residential_PV | 2619 | 0
Residential_PV | 2620 | 0
Residential_PV | 2621 | 0
Residential_PV | 2622 | 0
Residential_PV | 2623 | 0.0424
Residential_PV | 2624 | 0.0936
Residential_PV | 2625 | 0.06
Residential_PV | 2626 | 0.072
Residential_PV | 2627 | 0.3856
Residential_PV | 2628 | 0.7232
Residential_PV | 2629 | 0.7224
Residential_PV | 2630 | 0.6824
Residential_PV | 2631 | 0.584
Residential_PV | 2632 | 0.3944
Residential_PV | 2633 | 0.2368
Residential_PV | 2634 | 0.148
Residential_PV | 2635 | 0
Residential_PV | 2636 | 0
Residential_PV | 2637 | 0
Residential_PV | 2638 | 0
Residential_PV | 2639 | 0
Residential_PV | 2640 | 0
Residential_PV | 2641 | 0
Residential_PV | 2642 | 0
Residential_PV | 2643 | 0
Residential_PV | 2644 | 0
Residential_PV | 2645 | 0
Residential_PV | 2646 | 0
Residential_PV | 2647 | 0.0976
Residential_PV | 2648 | 0.2216
Residential_PV | 2649 | 0.4456
Residential_PV | 2650 | 0.5936
Residential_PV | 2651 | 0.6816
Residential_PV | 2652 | 0.7368
Residential_PV | 2653 | 0.732
Residential_PV | 2654 | 0.692
Residential_PV | 2655 | 0.6048
Residential_PV | 2656 | 0.4704
Residential_PV | 2657 | 0.3112
Residential_PV | 2658 | 0.1432
Residential_PV | 2659 | 0.008
Residential_PV | 2660 | 0
Residential_PV | 2661 | 0
Residential_PV | 2662 | 0
Residential_PV | 2663 | 0
Residential_PV | 2664 | 0
Residential_PV | 2665 | 0
Residential_PV | 2666 | 0
Residential_PV | 2667 | 0
Residential_PV | 2668 | 0
Residential_PV | 2669 | 0
Residential_PV | 2670 | 0
Residential_PV | 2671 | 0.0872
Residential_PV | 2672 | 0.2272
Residential_PV | 2673 | 0.3592
Residential_PV | 2674 | 0.4448
Residential_PV | 2675 | 0.4464
Residential_PV | 2676 | 0.58
Residential_PV | 2677 | 0.5704
Residential_PV | 2678 | 0.5336
Residential_PV | 2679 | 0.3616
Residential_PV | 2680 | 0.468
Residential_PV | 2681 | 0.3168
Residential_PV | 2682 | 0.1552
Residential_PV | 2683 | 0.0088
Residential_PV | 2684 | 0
Residential_PV | 2685 | 0
Residential_PV | 2686 | 0
Residential_PV | 2687 | 0
Residential_PV | 2688 | 0
Residential_PV | 2689 | 0
Residential_PV | 2690 | 0
Residential_PV | 2691 | 0
Residential_PV | 2692 | 0
Residential_PV | 2693 | 0
Residential_PV | 2694 | 0
Residential_PV | 2695 | 0.1432
Residential_PV | 2696 | 0.3016
Residential_PV | 2697 | 0.4584
Residential_PV | 2698 | 0.588
Residential_PV | 2699 | 0.6832
Residential_PV | 2700 | 0.708
Residential_PV | 2701 | 0.7176
Residential_PV | 2702 | 0.6536
Residential_PV | 2703 | 0.504
Residential_PV | 2704 | 0.4536
Residential_PV | 2705 | 0.3128
Residential_PV | 2706 | 0.1528
Residential_PV | 2707 | 0.0104
Residential_PV | 2708 | 0
Residential_PV | 2709 | 0
Residential_PV | 2710 | 0
Residential_PV | 2711 | 0
Residential_PV | 2712 | 0
Residential_PV | 2713 | 0
Residential_PV | 2714 | 0
Residential_PV | 2715 | 0
Residential_PV | 2716 | 0
Residential_PV | 2717 | 0
Residential_PV | 2718 | 0
Residential_PV | 2719 | 0.1472
Residential_PV | 2720 | 0.308
Residential_PV | 2721 | 0.4664
Residential_PV | 2722 | 0.5992
Residential_PV | 2723 | 0.6928
Residential_PV | 2724 | 0.7512
Residential_PV | 2725 | 0.7464
Residential_PV | 2726 | 0.7016
Residential_PV | 2727 | 0.6048
Residential_PV | 2728 | 0.4768
Residential_PV | 2729 | 0.32
Residential_PV | 2730 | 0.1584
Residential_PV | 2731 | 0.012
Residential_PV | 2732 | 0
Residential_PV | 2733 | 0
Residential_PV | 2734 | 0
Residential_PV | 2735 | 0
Residential_PV | 2736 | 0
Residential_PV | 2737 | 0
Residential_PV | 2738 | 0
Residential_PV | 2739 | 0
Residential_PV | 2740 | 0
Residential_PV | 2741 | 0
Residential_PV | 2742 | 0.0016
Residential_PV | 2743 | 0.0752
Residential_PV | 2744 | 0.1936
Residential_PV | 2745 | 0.0416
Residential_PV | 2746 | 0.0528
Residential_PV | 2747 | 0.0688
Residential_PV | 2748 | 0.1464
Residential_PV | 2749 | 0.32
Residential_PV | 2750 | 0.4072
Residential_PV | 2751 | 0.5448
Residential_PV | 2752 | 0.4208
Residential_PV | 2753 | 0.2008
Residential_PV | 2754 | 0.1488
Residential_PV | 2755 | 0.0128
Residential_PV | 2756 | 0
Residential_PV | 2757 | 0
Residential_PV | 2758 | 0
Residential_PV | 2759 | 0
Residential_PV | 2760 | 0
Residential_PV | 2761 | 0
Residential_PV | 2762 | 0
Residential_PV | 2763 | 0
Residential_PV | 2764 | 0
Residential_PV | 2765 | 0
Residential_PV | 2766 | 0.0016
Residential_PV | 2767 | 0.156
Residential_PV | 2768 | 0.3144
Residential_PV | 2769 | 0.4656
Residential_PV | 2770 | 0.584
Residential_PV | 2771 | 0.6592
Residential_PV | 2772 | 0.7336
Residential_PV | 2773 | 0.7504
Residential_PV | 2774 | 0.6704
Residential_PV | 2775 | 0.6032
Residential_PV | 2776 | 0.476
Residential_PV | 2777 | 0.3224
Residential_PV | 2778 | 0.1632
Residential_PV | 2779 | 0.0136
Residential_PV | 2780 | 0
Residential_PV | 2781 | 0
Residential_PV | 2782 | 0
Residential_PV | 2783 | 0
Residential_PV | 2784 | 0
Residential_PV | 2785 | 0
Residential_PV | 2786 | 0
Residential_PV | 2787 | 0
Residential_PV | 2788 | 0
Residential_PV | 2789 | 0
Residential_PV | 2790 | 0.0016
Residential_PV | 2791 | 0.0792
Residential_PV | 2792 | 0.316
Residential_PV | 2793 | 0.4152
Residential_PV | 2794 | 0.44
Residential_PV | 2795 | 0.6
Residential_PV | 2796 | 0.5072
Residential_PV | 2797 | 0.6832
Residential_PV | 2798 | 0.376
Residential_PV | 2799 | 0.4376
Residential_PV | 2800 | 0.464
Residential_PV | 2801 | 0.276
Residential_PV | 2802 | 0.1656
Residential_PV | 2803 | 0.0152
Residential_PV | 2804 | 0
Residential_PV | 2805 | 0
Residential_PV | 2806 | 0
Residential_PV | 2807 | 0
Residential_PV | 2808 | 0
Residential_PV | 2809 | 0
Residential_PV | 2810 | 0
Residential_PV | 2811 | 0
Residential_PV | 2812 | 0
Residential_PV | 2813 | 0
Residential_PV | 2814 | 0.0024
Residential_PV | 2815 | 0.0968
Residential_PV | 2816 | 0.2816
Residential_PV | 2817 | 0.4688
Residential_PV | 2818 | 0.5824
Residential_PV | 2819 | 0.58
Residential_PV | 2820 | 0.7072
Residential_PV | 2821 | 0.6848
Residential_PV | 2822 | 0.6048
Residential_PV | 2823 | 0.604
Residential_PV | 2824 | 0.4784
Residential_PV | 2825 | 0.3288
Residential_PV | 2826 | 0.1664
Residential_PV | 2827 | 0.016
Residential_PV | 2828 | 0
Residential_PV | 2829 | 0
Residential_PV | 2830 | 0
Residential_PV | 2831 | 0
Residential_PV | 2832 | 0
Residential_PV | 2833 | 0
Residential_PV | 2834 | 0
Residential_PV | 2835 | 0
Residential_PV | 2836 | 0
Residential_PV | 2837 | 0
Residential_PV | 2838 | 0.0024
Residential_PV | 2839 | 0.1616
Residential_PV | 2840 | 0.3208
Residential_PV | 2841 | 0.476
Residential_PV | 2842 | 0.6008
Residential_PV | 2843 | 0.676
Residential_PV | 2844 | 0.732
Residential_PV | 2845 | 0.76
Residential_PV | 2846 | 0.708
Residential_PV | 2847 | 0.612
Residential_PV | 2848 | 0.4824
Residential_PV | 2849 | 0.3288
Residential_PV | 2850 | 0.168
Residential_PV | 2851 | 0.0168
Residential_PV | 2852 | 0
Residential_PV | 2853 | 0
Residential_PV | 2854 | 0
Residential_PV | 2855 | 0
Residential_PV | 2856 | 0
Residential_PV | 2857 | 0
Residential_PV | 2858 | 0
Residential_PV | 2859 | 0
Residential_PV | 2860 | 0
Residential_PV | 2861 | 0
Residential_PV | 2862 | 0.0024
Residential_PV | 2863 | 0.1376
Residential_PV | 2864 | 0.2816
Residential_PV | 2865 | 0.3352
Residential_PV | 2866 | 0.6096
Residential_PV | 2867 | 0.7
Residential_PV | 2868 | 0.7608
Residential_PV | 2869 | 0.7656
Residential_PV | 2870 | 0.72
Residential_PV | 2871 | 0.6288
Residential_PV | 2872 | 0.4144
Residential_PV | 2873 | 0.3208
Residential_PV | 2874 | 0.176
Residential_PV | 2875 | 0.0176
Residential_PV | 2876 | 0
Residential_PV | 2877 | 0
Residential_PV | 2878 | 0
Residential_PV | 2879 | 0
Residential_PV | 2880 | 0
Residential_PV | 2881 | 0
Residential_PV | 2882 | 0
Residential_PV | 2883 | 0
Residential_PV | 2884 | 0
Residential_PV | 2885 | 0
Residential_PV | 2886 | 0.0136
Residential_PV | 2887 | 0.0552
Residential_PV | 2888 | 0.0656
Residential_PV | 2889 | 0.0712
Residential_PV | 2890 | 0.1304
Residential_PV | 2891 | 0.1616
Residential_PV | 2892 | 0.368
Residential_PV | 2893 | 0.1504
Residential_PV | 2894 | 0.1472
Residential_PV | 2895 | 0.4224
Residential_PV | 2896 | 0.2128
Residential_PV | 2897 | 0.2512
Residential_PV | 2898 | 0.044
Residential_PV | 2899 | 0.004
Residential_PV | 2900 | 0
Residential_PV | 2901 | 0
Residential_PV | 2902 | 0
Residential_PV | 2903 | 0
Residential_PV | 2904 | 0
Residential_PV | 2905 | 0
Residential_PV | 2906 | 0
Residential_PV | 2907 | 0
Residential_PV | 2908 | 0
Residential_PV | 2909 | 0
Residential_PV | 2910 | 0.02
Residential_PV | 2911 | 0.0952
Residential_PV | 2912 | 0.276
Residential_PV | 2913 | 0.4296
Residential_PV | 2914 | 0.5952
Residential_PV | 2915 | 0.6944
Residential_PV | 2916 | 0.7304
Residential_PV | 2917 | 0.748
Residential_PV | 2918 | 0.6616
Residential_PV | 2919 | 0.5784
Residential_PV | 2920 | 0.3768
Residential_PV | 2921 | 0.3112
Residential_PV | 2922 | 0.1344
Residential_PV | 2923 | 0.0192
Residential_PV | 2924 | 0
Residential_PV | 2925 | 0
Residential_PV | 2926 | 0
Residential_PV | 2927 | 0
Residential_PV | 2928 | 0
Residential_PV | 2929 | 0
Residential_PV | 2930 | 0
Residential_PV | 2931 | 0
Residential_PV | 2932 | 0
Residential_PV | 2933 | 0
Residential_PV | 2934 | 0.008
Residential_PV | 2935 | 0.0296
Residential_PV | 2936 | 0.0624
Residential_PV | 2937 | 0.132
Residential_PV | 2938 | 0.1216
Residential_PV | 2939 | 0.2656
Residential_PV | 2940 | 0.1168
Residential_PV | 2941 | 0.1168
Residential_PV | 2942 | 0.0816
Residential_PV | 2943 | 0.0952
Residential_PV | 2944 | 0.0832
Residential_PV | 2945 | 0.0456
Residential_PV | 2946 | 0.0168
Residential_PV | 2947 | 0.0032
Residential_PV | 2948 | 0
Residential_PV | 2949 | 0
Residential_PV | 2950 | 0
Residential_PV | 2951 | 0
Residential_PV | 2952 | 0
Residential_PV | 2953 | 0
Residential_PV | 2954 | 0
Residential_PV | 2955 | 0
Residential_PV | 2956 | 0
Residential_PV | 2957 | 0
Residential_PV | 2958 | 0.024
Residential_PV | 2959 | 0.044
Residential_PV | 2960 | 0.1192
Residential_PV | 2961 | 0.2504
Residential_PV | 2962 | 0.168
Residential_PV | 2963 | 0.1592
Residential_PV | 2964 | 0.3704
Residential_PV | 2965 | 0.3008
Residential_PV | 2966 | 0.32
Residential_PV | 2967 | 0.1984
Residential_PV | 2968 | 0.2232
Residential_PV | 2969 | 0.1568
Residential_PV | 2970 | 0.036
Residential_PV | 2971 | 0.0208
Residential_PV | 2972 | 0
Residential_PV | 2973 | 0
Residential_PV | 2974 | 0
Residential_PV | 2975 | 0
Residential_PV | 2976 | 0
Residential_PV | 2977 | 0
Residential_PV | 2978 | 0
Residential_PV | 2979 | 0
Residential_PV | 2980 | 0
Residential_PV | 2981 | 0
Residential_PV | 2982 | 0.0064
Residential_PV | 2983 | 0.0784
Residential_PV | 2984 | 0.2184
Residential_PV | 2985 | 0.4088
Residential_PV | 2986 | 0.5912
Residential_PV | 2987 | 0.5056
Residential_PV | 2988 | 0.4168
Residential_PV | 2989 | 0.228
Residential_PV | 2990 | 0.1864
Residential_PV | 2991 | 0.4136
Residential_PV | 2992 | 0.4192
Residential_PV | 2993 | 0.1448
Residential_PV | 2994 | 0.18
Residential_PV | 2995 | 0.0224
Residential_PV | 2996 | 0
Residential_PV | 2997 | 0
Residential_PV | 2998 | 0
Residential_PV | 2999 | 0
Residential_PV | 3000 | 0
Residential_PV | 3001 | 0
Residential_PV | 3002 | 0
Residential_PV | 3003 | 0
Residential_PV | 3004 | 0
Residential_PV | 3005 | 0
Residential_PV | 3006 | 0.0184
Residential_PV | 3007 | 0.0568
Residential_PV | 3008 | 0.1232
Residential_PV | 3009 | 0.2104
Residential_PV | 3010 | 0.2088
Residential_PV | 3011 | 0.3632
Residential_PV | 3012 | 0.3472
Residential_PV | 3013 | 0.1216
Residential_PV | 3014 | 0.116
Residential_PV | 3015 | 0.6048
Residential_PV | 3016 | 0.4152
Residential_PV | 3017 | 0.2016
Residential_PV | 3018 | 0.1312
Residential_PV | 3019 | 0.0232
Residential_PV | 3020 | 0
Residential_PV | 3021 | 0
Residential_PV | 3022 | 0
Residential_PV | 3023 | 0
Residential_PV | 3024 | 0
Residential_PV | 3025 | 0
Residential_PV | 3026 | 0
Residential_PV | 3027 | 0
Residential_PV | 3028 | 0
Residential_PV | 3029 | 0
Residential_PV | 3030 | 0.0344
Residential_PV | 3031 | 0.0592
Residential_PV | 3032 | 0.2592
Residential_PV | 3033 | 0.2648
Residential_PV | 3034 | 0.4792
Residential_PV | 3035 | 0.5432
Residential_PV | 3036 | 0.5888
Residential_PV | 3037 | 0.664
Residential_PV | 3038 | 0.5712
Residential_PV | 3039 | 0.576
Residential_PV | 3040 | 0.392
Residential_PV | 3041 | 0.3336
Residential_PV | 3042 | 0.1816
Residential_PV | 3043 | 0.024
Residential_PV | 3044 | 0
Residential_PV | 3045 | 0
Residential_PV | 3046 | 0
Residential_PV | 3047 | 0
Residential_PV | 3048 | 0
Residential_PV | 3049 | 0
Residential_PV | 3050 | 0
Residential_PV | 3051 | 0
Residential_PV | 3052 | 0
Residential_PV | 3053 | 0
Residential_PV | 3054 | 0.0272
Residential_PV | 3055 | 0.1384
Residential_PV | 3056 | 0.3096
Residential_PV | 3057 | 0.452
Residential_PV | 3058 | 0.604
Residential_PV | 3059 | 0.6584
Residential_PV | 3060 | 0.724
Residential_PV | 3061 | 0.728
Residential_PV | 3062 | 0.6944
Residential_PV | 3063 | 0.6016
Residential_PV | 3064 | 0.2104
Residential_PV | 3065 | 0.3416
Residential_PV | 3066 | 0.1808
Residential_PV | 3067 | 0.0256
Residential_PV | 3068 | 0
Residential_PV | 3069 | 0
Residential_PV | 3070 | 0
Residential_PV | 3071 | 0
Residential_PV | 3072 | 0
Residential_PV | 3073 | 0
Residential_PV | 3074 | 0
Residential_PV | 3075 | 0
Residential_PV | 3076 | 0
Residential_PV | 3077 | 0
Residential_PV | 3078 | 0.0336
Residential_PV | 3079 | 0.1392
Residential_PV | 3080 | 0.336
Residential_PV | 3081 | 0.468
Residential_PV | 3082 | 0.6024
Residential_PV | 3083 | 0.6672
Residential_PV | 3084 | 0.7504
Residential_PV | 3085 | 0.7504
Residential_PV | 3086 | 0.6992
Residential_PV | 3087 | 0.5824
Residential_PV | 3088 | 0.3976
Residential_PV | 3089 | 0.3016
Residential_PV | 3090 | 0.1832
Residential_PV | 3091 | 0.0264
Residential_PV | 3092 | 0
Residential_PV | 3093 | 0
Residential_PV | 3094 | 0
Residential_PV | 3095 | 0
Residential_PV | 3096 | 0
Residential_PV | 3097 | 0
Residential_PV | 3098 | 0
Residential_PV | 3099 | 0
Residential_PV | 3100 | 0
Residential_PV | 3101 | 0
Residential_PV | 3102 | 0.0376
Residential_PV | 3103 | 0.0696
Residential_PV | 3104 | 0.0632
Residential_PV | 3105 | 0.0552
Residential_PV | 3106 | 0.1776
Residential_PV | 3107 | 0.61704
Residential_PV | 3108 | 0.1688
Residential_PV | 3109 | 0.2968
Residential_PV | 3110 | 0.104
Residential_PV | 3111 | 0.3368
Residential_PV | 3112 | 0.3504
Residential_PV | 3113 | 0.08
Residential_PV | 3114 | 0.1168
Residential_PV | 3115 | 0.028
Residential_PV | 3116 | 0
Residential_PV | 3117 | 0
Residential_PV | 3118 | 0
Residential_PV | 3119 | 0
Residential_PV | 3120 | 0
Residential_PV | 3121 | 0
Residential_PV | 3122 | 0
Residential_PV | 3123 | 0
Residential_PV | 3124 | 0
Residential_PV | 3125 | 0
Residential_PV | 3126 | 0.0384
Residential_PV | 3127 | 0.1416
Residential_PV | 3128 | 0.2984
Residential_PV | 3129 | 0.4992
Residential_PV | 3130 | 0.6296
Residential_PV | 3131 | 0.7216
Residential_PV | 3132 | 0.7696
Residential_PV | 3133 | 0.7736
Residential_PV | 3134 | 0.7216
Residential_PV | 3135 | 0.6296
Residential_PV | 3136 | 0.4992
Residential_PV | 3137 | 0.3504
Residential_PV | 3138 | 0.1904
Residential_PV | 3139 | 0.0272
Residential_PV | 3140 | 0
Residential_PV | 3141 | 0
Residential_PV | 3142 | 0
Residential_PV | 3143 | 0
Residential_PV | 3144 | 0
Residential_PV | 3145 | 0
Residential_PV | 3146 | 0
Residential_PV | 3147 | 0
Residential_PV | 3148 | 0
Residential_PV | 3149 | 0
Residential_PV | 3150 | 0.024
Residential_PV | 3151 | 0.1704
Residential_PV | 3152 | 0.3504
Residential_PV | 3153 | 0.4928
Residential_PV | 3154 | 0.6208
Residential_PV | 3155 | 0.7112
Residential_PV | 3156 | 0.7544
Residential_PV | 3157 | 0.6952
Residential_PV | 3158 | 0.2752
Residential_PV | 3159 | 0.6176
Residential_PV | 3160 | 0.4352
Residential_PV | 3161 | 0.3488
Residential_PV | 3162 | 0.192
Residential_PV | 3163 | 0.0288
Residential_PV | 3164 | 0
Residential_PV | 3165 | 0
Residential_PV | 3166 | 0
Residential_PV | 3167 | 0
Residential_PV | 3168 | 0
Residential_PV | 3169 | 0
Residential_PV | 3170 | 0
Residential_PV | 3171 | 0
Residential_PV | 3172 | 0
Residential_PV | 3173 | 0
Residential_PV | 3174 | 0.0448
Residential_PV | 3175 | 0.1872
Residential_PV | 3176 | 0.352
Residential_PV | 3177 | 0.3864
Residential_PV | 3178 | 0.5216
Residential_PV | 3179 | 0.7048
Residential_PV | 3180 | 0.7552
Residential_PV | 3181 | 0.7512
Residential_PV | 3182 | 0.5384
Residential_PV | 3183 | 0.612
Residential_PV | 3184 | 0.492
Residential_PV | 3185 | 0.2672
Residential_PV | 3186 | 0.1816
Residential_PV | 3187 | 0.0296
Residential_PV | 3188 | 0
Residential_PV | 3189 | 0
Residential_PV | 3190 | 0
Residential_PV | 3191 | 0
Residential_PV | 3192 | 0
Residential_PV | 3193 | 0
Residential_PV | 3194 | 0
Residential_PV | 3195 | 0
Residential_PV | 3196 | 0
Residential_PV | 3197 | 0
Residential_PV | 3198 | 0.0376
Residential_PV | 3199 | 0.0856
Residential_PV | 3200 | 0.1696
Residential_PV | 3201 | 0.2688
Residential_PV | 3202 | 0.3744
Residential_PV | 3203 | 0.3344
Residential_PV | 3204 | 0.3192
Residential_PV | 3205 | 0.0816
Residential_PV | 3206 | 0.0648
Residential_PV | 3207 | 0.064
Residential_PV | 3208 | 0.0944
Residential_PV | 3209 | 0.1568
Residential_PV | 3210 | 0.0992
Residential_PV | 3211 | 0.0224
Residential_PV | 3212 | 0
Residential_PV | 3213 | 0
Residential_PV | 3214 | 0
Residential_PV | 3215 | 0
Residential_PV | 3216 | 0
Residential_PV | 3217 | 0
Residential_PV | 3218 | 0
Residential_PV | 3219 | 0
Residential_PV | 3220 | 0
Residential_PV | 3221 | 0
Residential_PV | 3222 | 0.0552
Residential_PV | 3223 | 0.1224
Residential_PV | 3224 | 0.2736
Residential_PV | 3225 | 0.4448
Residential_PV | 3226 | 0.6288
Residential_PV | 3227 | 0.2648
Residential_PV | 3228 | 0.4328
Residential_PV | 3229 | 0.5464
Residential_PV | 3230 | 0.62
Residential_PV | 3231 | 0.4688
Residential_PV | 3232 | 0.32
Residential_PV | 3233 | 0.3368
Residential_PV | 3234 | 0.1944
Residential_PV | 3235 | 0.0312
Residential_PV | 3236 | 0
Residential_PV | 3237 | 0
Residential_PV | 3238 | 0
Residential_PV | 3239 | 0
Residential_PV | 3240 | 0
Residential_PV | 3241 | 0
Residential_PV | 3242 | 0
Residential_PV | 3243 | 0
Residential_PV | 3244 | 0
Residential_PV | 3245 | 0
Residential_PV | 3246 | 0.0472
Residential_PV | 3247 | 0.196
Residential_PV | 3248 | 0.3536
Residential_PV | 3249 | 0.4432
Residential_PV | 3250 | 0.4944
Residential_PV | 3251 | 0.4344
Residential_PV | 3252 | 0.5264
Residential_PV | 3253 | 0.4376
Residential_PV | 3254 | 0.4224
Residential_PV | 3255 | 0.5984
Residential_PV | 3256 | 0.5024
Residential_PV | 3257 | 0.352
Residential_PV | 3258 | 0.1984
Residential_PV | 3259 | 0.032
Residential_PV | 3260 | 0
Residential_PV | 3261 | 0
Residential_PV | 3262 | 0
Residential_PV | 3263 | 0
Residential_PV | 3264 | 0
Residential_PV | 3265 | 0
Residential_PV | 3266 | 0
Residential_PV | 3267 | 0
Residential_PV | 3268 | 0
Residential_PV | 3269 | 0
Residential_PV | 3270 | 0.0544
Residential_PV | 3271 | 0.2032
Residential_PV | 3272 | 0.3496
Residential_PV | 3273 | 0.4864
Residential_PV | 3274 | 0.624
Residential_PV | 3275 | 0.5104
Residential_PV | 3276 | 0.6456
Residential_PV | 3277 | 0.6584
Residential_PV | 3278 | 0.5816
Residential_PV | 3279 | 0.5264
Residential_PV | 3280 | 0.4784
Residential_PV | 3281 | 0.332
Residential_PV | 3282 | 0.1576
Residential_PV | 3283 | 0.0344
Residential_PV | 3284 | 0
Residential_PV | 3285 | 0
Residential_PV | 3286 | 0
Residential_PV | 3287 | 0
Residential_PV | 3288 | 0
Residential_PV | 3289 | 0
Residential_PV | 3290 | 0
Residential_PV | 3291 | 0
Residential_PV | 3292 | 0
Residential_PV | 3293 | 0
Residential_PV | 3294 | 0.0536
Residential_PV | 3295 | 0.2008
Residential_PV | 3296 | 0.3568
Residential_PV | 3297 | 0.5048
Residential_PV | 3298 | 0.636
Residential_PV | 3299 | 0.7224
Residential_PV | 3300 | 0.7736
Residential_PV | 3301 | 0.7736
Residential_PV | 3302 | 0.7264
Residential_PV | 3303 | 0.64
Residential_PV | 3304 | 0.508
Residential_PV | 3305 | 0.3616
Residential_PV | 3306 | 0.2024
Residential_PV | 3307 | 0.0328
Residential_PV | 3308 | 0
Residential_PV | 3309 | 0
Residential_PV | 3310 | 0
Residential_PV | 3311 | 0
Residential_PV | 3312 | 0
Residential_PV | 3313 | 0
Residential_PV | 3314 | 0
Residential_PV | 3315 | 0
Residential_PV | 3316 | 0
Residential_PV | 3317 | 0
Residential_PV | 3318 | 0.056
Residential_PV | 3319 | 0.2032
Residential_PV | 3320 | 0.3544
Residential_PV | 3321 | 0.5088
Residential_PV | 3322 | 0.64
Residential_PV | 3323 | 0.7272
Residential_PV | 3324 | 0.7744
Residential_PV | 3325 | 0.7752
Residential_PV | 3326 | 0.72
Residential_PV | 3327 | 0.6304
Residential_PV | 3328 | 0.5064
Residential_PV | 3329 | 0.3488
Residential_PV | 3330 | 0.1256
Residential_PV | 3331 | 0.0264
Residential_PV | 3332 | 0
Residential_PV | 3333 | 0
Residential_PV | 3334 | 0
Residential_PV | 3335 | 0
Residential_PV | 3336 | 0
Residential_PV | 3337 | 0
Residential_PV | 3338 | 0
Residential_PV | 3339 | 0
Residential_PV | 3340 | 0
Residential_PV | 3341 | 0
Residential_PV | 3342 | 0.0552
Residential_PV | 3343 | 0.1984
Residential_PV | 3344 | 0.356
Residential_PV | 3345 | 0.456
Residential_PV | 3346 | 0.3064
Residential_PV | 3347 | 0.3736
Residential_PV | 3348 | 0.7456
Residential_PV | 3349 | 0.772
Residential_PV | 3350 | 0.6008
Residential_PV | 3351 | 0.6176
Residential_PV | 3352 | 0.5048
Residential_PV | 3353 | 0.3608
Residential_PV | 3354 | 0.2064
Residential_PV | 3355 | 0.0352
Residential_PV | 3356 | 0
Residential_PV | 3357 | 0
Residential_PV | 3358 | 0
Residential_PV | 3359 | 0
Residential_PV | 3360 | 0
Residential_PV | 3361 | 0
Residential_PV | 3362 | 0
Residential_PV | 3363 | 0
Residential_PV | 3364 | 0
Residential_PV | 3365 | 0
Residential_PV | 3366 | 0.0568
Residential_PV | 3367 | 0.2
Residential_PV | 3368 | 0.3608
Residential_PV | 3369 | 0.5112
Residential_PV | 3370 | 0.6392
Residential_PV | 3371 | 0.7256
Residential_PV | 3372 | 0.7808
Residential_PV | 3373 | 0.7808
Residential_PV | 3374 | 0.7336
Residential_PV | 3375 | 0.6432
Residential_PV | 3376 | 0.5152
Residential_PV | 3377 | 0.3664
Residential_PV | 3378 | 0.208
Residential_PV | 3379 | 0.0352
Residential_PV | 3380 | 0
Residential_PV | 3381 | 0
Residential_PV | 3382 | 0
Residential_PV | 3383 | 0
Residential_PV | 3384 | 0
Residential_PV | 3385 | 0
Residential_PV | 3386 | 0
Residential_PV | 3387 | 0
Residential_PV | 3388 | 0
Residential_PV | 3389 | 0
Residential_PV | 3390 | 0.0624
Residential_PV | 3391 | 0.2112
Residential_PV | 3392 | 0.3664
Residential_PV | 3393 | 0.512
Residential_PV | 3394 | 0.6432
Residential_PV | 3395 | 0.7304
Residential_PV | 3396 | 0.7816
Residential_PV | 3397 | 0.7816
Residential_PV | 3398 | 0.7352
Residential_PV | 3399 | 0.6448
Residential_PV | 3400 | 0.5192
Residential_PV | 3401 | 0.368
Residential_PV | 3402 | 0.2096
Residential_PV | 3403 | 0.036
Residential_PV | 3404 | 0
Residential_PV | 3405 | 0
Residential_PV | 3406 | 0
Residential_PV | 3407 | 0
Residential_PV | 3408 | 0
Residential_PV | 3409 | 0
Residential_PV | 3410 | 0
Residential_PV | 3411 | 0
Residential_PV | 3412 | 0
Residential_PV | 3413 | 0
Residential_PV | 3414 | 0.0616
Residential_PV | 3415 | 0.2072
Residential_PV | 3416 | 0.3616
Residential_PV | 3417 | 0.5104
Residential_PV | 3418 | 0.6408
Residential_PV | 3419 | 0.7272
Residential_PV | 3420 | 0.7784
Residential_PV | 3421 | 0.7704
Residential_PV | 3422 | 0.732
Residential_PV | 3423 | 0.6424
Residential_PV | 3424 | 0.5152
Residential_PV | 3425 | 0.3696
Residential_PV | 3426 | 0.2112
Residential_PV | 3427 | 0.0368
Residential_PV | 3428 | 0
Residential_PV | 3429 | 0
Residential_PV | 3430 | 0
Residential_PV | 3431 | 0
Residential_PV | 3432 | 0
Residential_PV | 3433 | 0
Residential_PV | 3434 | 0
Residential_PV | 3435 | 0
Residential_PV | 3436 | 0
Residential_PV | 3437 | 0
Residential_PV | 3438 | 0.064
Residential_PV | 3439 | 0.2128
Residential_PV | 3440 | 0.3704
Residential_PV | 3441 | 0.5168
Residential_PV | 3442 | 0.6488
Residential_PV | 3443 | 0.736
Residential_PV | 3444 | 0.7832
Residential_PV | 3445 | 0.7832
Residential_PV | 3446 | 0.7368
Residential_PV | 3447 | 0.6472
Residential_PV | 3448 | 0.5168
Residential_PV | 3449 | 0.3736
Residential_PV | 3450 | 0.2144
Residential_PV | 3451 | 0.0368
Residential_PV | 3452 | 0
Residential_PV | 3453 | 0
Residential_PV | 3454 | 0
Residential_PV | 3455 | 0
Residential_PV | 3456 | 0
Residential_PV | 3457 | 0
Residential_PV | 3458 | 0
Residential_PV | 3459 | 0
Residential_PV | 3460 | 0
Residential_PV | 3461 | 0
Residential_PV | 3462 | 0.068
Residential_PV | 3463 | 0.2176
Residential_PV | 3464 | 0.3736
Residential_PV | 3465 | 0.5176
Residential_PV | 3466 | 0.6464
Residential_PV | 3467 | 0.7328
Residential_PV | 3468 | 0.78
Residential_PV | 3469 | 0.78
Residential_PV | 3470 | 0.7296
Residential_PV | 3471 | 0.6416
Residential_PV | 3472 | 0.4808
Residential_PV | 3473 | 0.3704
Residential_PV | 3474 | 0.208
Residential_PV | 3475 | 0.0416
Residential_PV | 3476 | 0
Residential_PV | 3477 | 0
Residential_PV | 3478 | 0
Residential_PV | 3479 | 0
Residential_PV | 3480 | 0
Residential_PV | 3481 | 0
Residential_PV | 3482 | 0
Residential_PV | 3483 | 0
Residential_PV | 3484 | 0
Residential_PV | 3485 | 0
Residential_PV | 3486 | 0.0672
Residential_PV | 3487 | 0.212
Residential_PV | 3488 | 0.3792
Residential_PV | 3489 | 0.5128
Residential_PV | 3490 | 0.6368
Residential_PV | 3491 | 0.7128
Residential_PV | 3492 | 0.7248
Residential_PV | 3493 | 0.7464
Residential_PV | 3494 | 0.4688
Residential_PV | 3495 | 0.6032
Residential_PV | 3496 | 0.316
Residential_PV | 3497 | 0.2472
Residential_PV | 3498 | 0.128
Residential_PV | 3499 | 0.0416
Residential_PV | 3500 | 0
Residential_PV | 3501 | 0
Residential_PV | 3502 | 0
Residential_PV | 3503 | 0
Residential_PV | 3504 | 0
Residential_PV | 3505 | 0
Residential_PV | 3506 | 0
Residential_PV | 3507 | 0
Residential_PV | 3508 | 0
Residential_PV | 3509 | 0
Residential_PV | 3510 | 0.0504
Residential_PV | 3511 | 0.1432
Residential_PV | 3512 | 0.2208
Residential_PV | 3513 | 0.48
Residential_PV | 3514 | 0.4568
Residential_PV | 3515 | 0.6816
Residential_PV | 3516 | 0.6264
Residential_PV | 3517 | 0.4776
Residential_PV | 3518 | 0.5904
Residential_PV | 3519 | 0.1768
Residential_PV | 3520 | 0.1632
Residential_PV | 3521 | 0.1296
Residential_PV | 3522 | 0.0216
Residential_PV | 3523 | 0.0432
Residential_PV | 3524 | 0
Residential_PV | 3525 | 0
Residential_PV | 3526 | 0
Residential_PV | 3527 | 0
Residential_PV | 3528 | 0
Residential_PV | 3529 | 0
Residential_PV | 3530 | 0
Residential_PV | 3531 | 0
Residential_PV | 3532 | 0
Residential_PV | 3533 | 0
Residential_PV | 3534 | 0.028
Residential_PV | 3535 | 0.0864
Residential_PV | 3536 | 0.2536
Residential_PV | 3537 | 0.4256
Residential_PV | 3538 | 0.5664
Residential_PV | 3539 | 0.4728
Residential_PV | 3540 | 0.4216
Residential_PV | 3541 | 0.316
Residential_PV | 3542 | 0.3776
Residential_PV | 3543 | 0.1912
Residential_PV | 3544 | 0.2688
Residential_PV | 3545 | 0.1688
Residential_PV | 3546 | 0.0928
Residential_PV | 3547 | 0.0064
Residential_PV | 3548 | 0
Residential_PV | 3549 | 0
Residential_PV | 3550 | 0
Residential_PV | 3551 | 0
Residential_PV | 3552 | 0
Residential_PV | 3553 | 0
Residential_PV | 3554 | 0
Residential_PV | 3555 | 0
Residential_PV | 3556 | 0
Residential_PV | 3557 | 0
Residential_PV | 3558 | 0.0712
Residential_PV | 3559 | 0.2208
Residential_PV | 3560 | 0.3736
Residential_PV | 3561 | 0.5208
Residential_PV | 3562 | 0.652
Residential_PV | 3563 | 0.7392
Residential_PV | 3564 | 0.7904
Residential_PV | 3565 | 0.796
Residential_PV | 3566 | 0.7456
Residential_PV | 3567 | 0.656
Residential_PV | 3568 | 0.5288
Residential_PV | 3569 | 0.3824
Residential_PV | 3570 | 0.2224
Residential_PV | 3571 | 0.0384
Residential_PV | 3572 | 0
Residential_PV | 3573 | 0
Residential_PV | 3574 | 0
Residential_PV | 3575 | 0
Residential_PV | 3576 | 0
Residential_PV | 3577 | 0
Residential_PV | 3578 | 0
Residential_PV | 3579 | 0
Residential_PV | 3580 | 0
Residential_PV | 3581 | 0
Residential_PV | 3582 | 0.076
Residential_PV | 3583 | 0.2208
Residential_PV | 3584 | 0.3784
Residential_PV | 3585 | 0.5304
Residential_PV | 3586 | 0.6
Residential_PV | 3587 | 0.6464
Residential_PV | 3588 | 0.7008
Residential_PV | 3589 | 0.6848
Residential_PV | 3590 | 0.5312
Residential_PV | 3591 | 0.3688
Residential_PV | 3592 | 0.296
Residential_PV | 3593 | 0.1864
Residential_PV | 3594 | 0.1856
Residential_PV | 3595 | 0.044
Residential_PV | 3596 | 0
Residential_PV | 3597 | 0
Residential_PV | 3598 | 0
Residential_PV | 3599 | 0
Residential_PV | 3600 | 0
Residential_PV | 3601 | 0
Residential_PV | 3602 | 0
Residential_PV | 3603 | 0
Residential_PV | 3604 | 0
Residential_PV | 3605 | 0
Residential_PV | 3606 | 0.064
Residential_PV | 3607 | 0.2056
Residential_PV | 3608 | 0.3008
Residential_PV | 3609 | 0.4736
Residential_PV | 3610 | 0.6432
Residential_PV | 3611 | 0.728
Residential_PV | 3612 | 0.7832
Residential_PV | 3613 | 0.7328
Residential_PV | 3614 | 0.7064
Residential_PV | 3615 | 0.608
Residential_PV | 3616 | 0.3456
Residential_PV | 3617 | 0.1272
Residential_PV | 3618 | 0.0664
Residential_PV | 3619 | 0.04
Residential_PV | 3620 | 0
Residential_PV | 3621 | 0
Residential_PV | 3622 | 0
Residential_PV | 3623 | 0
Residential_PV | 3624 | 0
Residential_PV | 3625 | 0
Residential_PV | 3626 | 0
Residential_PV | 3627 | 0
Residential_PV | 3628 | 0
Residential_PV | 3629 | 0
Residential_PV | 3630 | 0.0744
Residential_PV | 3631 | 0.2192
Residential_PV | 3632 | 0.3712
Residential_PV | 3633 | 0.5152
Residential_PV | 3634 | 0.5616
Residential_PV | 3635 | 0.472
Residential_PV | 3636 | 0.74
Residential_PV | 3637 | 0.7792
Residential_PV | 3638 | 0.5864
Residential_PV | 3639 | 0.5904
Residential_PV | 3640 | 0.4928
Residential_PV | 3641 | 0.3064
Residential_PV | 3642 | 0.0936
Residential_PV | 3643 | 0.028
Residential_PV | 3644 | 0
Residential_PV | 3645 | 0
Residential_PV | 3646 | 0
Residential_PV | 3647 | 0
Residential_PV | 3648 | 0
Residential_PV | 3649 | 0
Residential_PV | 3650 | 0
Residential_PV | 3651 | 0
Residential_PV | 3652 | 0
Residential_PV | 3653 | 0
Residential_PV | 3654 | 0.0664
Residential_PV | 3655 | 0.1792
Residential_PV | 3656 | 0.2744
Residential_PV | 3657 | 0.5128
Residential_PV | 3658 | 0.5648
Residential_PV | 3659 | 0.4768
Residential_PV | 3660 | 0.5664
Residential_PV | 3661 | 0.4616
Residential_PV | 3662 | 0.4152
Residential_PV | 3663 | 0.464
Residential_PV | 3664 | 0.4944
Residential_PV | 3665 | 0.3576
Residential_PV | 3666 | 0.1416
Residential_PV | 3667 | 0.0432
Residential_PV | 3668 | 0
Residential_PV | 3669 | 0
Residential_PV | 3670 | 0
Residential_PV | 3671 | 0
Residential_PV | 3672 | 0
Residential_PV | 3673 | 0
Residential_PV | 3674 | 0
Residential_PV | 3675 | 0
Residential_PV | 3676 | 0
Residential_PV | 3677 | 0
Residential_PV | 3678 | 0.0368
Residential_PV | 3679 | 0.2224
Residential_PV | 3680 | 0.336
Residential_PV | 3681 | 0.44
Residential_PV | 3682 | 0.6352
Residential_PV | 3683 | 0.724
Residential_PV | 3684 | 0.7792
Residential_PV | 3685 | 0.7808
Residential_PV | 3686 | 0.74
Residential_PV | 3687 | 0.6488
Residential_PV | 3688 | 0.524
Residential_PV | 3689 | 0.3792
Residential_PV | 3690 | 0.2256
Residential_PV | 3691 | 0.0432
Residential_PV | 3692 | 0
Residential_PV | 3693 | 0
Residential_PV | 3694 | 0
Residential_PV | 3695 | 0
Residential_PV | 3696 | 0
Residential_PV | 3697 | 0
Residential_PV | 3698 | 0
Residential_PV | 3699 | 0
Residential_PV | 3700 | 0
Residential_PV | 3701 | 0
Residential_PV | 3702 | 0.0752
Residential_PV | 3703 | 0.2176
Residential_PV | 3704 | 0.3712
Residential_PV | 3705 | 0.5192
Residential_PV | 3706 | 0.6392
Residential_PV | 3707 | 0.724
Residential_PV | 3708 | 0.788
Residential_PV | 3709 | 0.7768
Residential_PV | 3710 | 0.736
Residential_PV | 3711 | 0.6456
Residential_PV | 3712 | 0.5248
Residential_PV | 3713 | 0.3784
Residential_PV | 3714 | 0.2272
Residential_PV | 3715 | 0.0448
Residential_PV | 3716 | 0
Residential_PV | 3717 | 0
Residential_PV | 3718 | 0
Residential_PV | 3719 | 0
Residential_PV | 3720 | 0
Residential_PV | 3721 | 0
Residential_PV | 3722 | 0
Residential_PV | 3723 | 0
Residential_PV | 3724 | 0
Residential_PV | 3725 | 0
Residential_PV | 3726 | 0.0752
Residential_PV | 3727 | 0.22
Residential_PV | 3728 | 0.3712
Residential_PV | 3729 | 0.5168
Residential_PV | 3730 | 0.636
Residential_PV | 3731 | 0.724
Residential_PV | 3732 | 0.776
Residential_PV | 3733 | 0.7776
Residential_PV | 3734 | 0.7328
Residential_PV | 3735 | 0.6432
Residential_PV | 3736 | 0.5256
Residential_PV | 3737 | 0.3816
Residential_PV | 3738 | 0.228
Residential_PV | 3739 | 0.0448
Residential_PV | 3740 | 0
Residential_PV | 3741 | 0
Residential_PV | 3742 | 0
Residential_PV | 3743 | 0
Residential_PV | 3744 | 0
Residential_PV | 3745 | 0
Residential_PV | 3746 | 0
Residential_PV | 3747 | 0
Residential_PV | 3748 | 0
Residential_PV | 3749 | 0
Residential_PV | 3750 | 0.0784
Residential_PV | 3751 | 0.2088
Residential_PV | 3752 | 0.3632
Residential_PV | 3753 | 0.5144
Residential_PV | 3754 | 0.636
Residential_PV | 3755 | 0.7248
Residential_PV | 3756 | 0.772
Residential_PV | 3757 | 0.7352
Residential_PV | 3758 | 0.6368
Residential_PV | 3759 | 0.2376
Residential_PV | 3760 | 0.42
Residential_PV | 3761 | 0.34636
Residential_PV | 3762 | 0.2248
Residential_PV | 3763 | 0.0496
Residential_PV | 3764 | 0
Residential_PV | 3765 | 0
Residential_PV | 3766 | 0
Residential_PV | 3767 | 0
Residential_PV | 3768 | 0
Residential_PV | 3769 | 0
Residential_PV | 3770 | 0
Residential_PV | 3771 | 0
Residential_PV | 3772 | 0
Residential_PV | 3773 | 0
Residential_PV | 3774 | 0.076
Residential_PV | 3775 | 0.2184
Residential_PV | 3776 | 0.3696
Residential_PV | 3777 | 0.52
Residential_PV | 3778 | 0.636
Residential_PV | 3779 | 0.7208
Residential_PV | 3780 | 0.776
Residential_PV | 3781 | 0.7696
Residential_PV | 3782 | 0.7304
Residential_PV | 3783 | 0.6376
Residential_PV | 3784 | 0.5248
Residential_PV | 3785 | 0.38
Residential_PV | 3786 | 0.2256
Residential_PV | 3787 | 0.0424
Residential_PV | 3788 | 0
Residential_PV | 3789 | 0
Residential_PV | 3790 | 0
Residential_PV | 3791 | 0
Residential_PV | 3792 | 0
Residential_PV | 3793 | 0
Residential_PV | 3794 | 0
Residential_PV | 3795 | 0
Residential_PV | 3796 | 0
Residential_PV | 3797 | 0
Residential_PV | 3798 | 0.0752
Residential_PV | 3799 | 0.2128
Residential_PV | 3800 | 0.3696
Residential_PV | 3801 | 0.5
Residential_PV | 3802 | 0.636
Residential_PV | 3803 | 0.7288
Residential_PV | 3804 | 0.7808
Residential_PV | 3805 | 0.7784
Residential_PV | 3806 | 0.7384
Residential_PV | 3807 | 0.6488
Residential_PV | 3808 | 0.5256
Residential_PV | 3809 | 0.3848
Residential_PV | 3810 | 0.2328
Residential_PV | 3811 | 0.0448
Residential_PV | 3812 | 0
Residential_PV | 3813 | 0
Residential_PV | 3814 | 0
Residential_PV | 3815 | 0
Residential_PV | 3816 | 0
Residential_PV | 3817 | 0
Residential_PV | 3818 | 0
Residential_PV | 3819 | 0
Residential_PV | 3820 | 0
Residential_PV | 3821 | 0
Residential_PV | 3822 | 0.0384
Residential_PV | 3823 | 0.116
Residential_PV | 3824 | 0.3192
Residential_PV | 3825 | 0.136
Residential_PV | 3826 | 0.148
Residential_PV | 3827 | 0.24
Residential_PV | 3828 | 0.156
Residential_PV | 3829 | 0.4552
Residential_PV | 3830 | 0.2816
Residential_PV | 3831 | 0.2736
Residential_PV | 3832 | 0.2
Residential_PV | 3833 | 0.1352
Residential_PV | 3834 | 0.108
Residential_PV | 3835 | 0.0536
Residential_PV | 3836 | 0
Residential_PV | 3837 | 0
Residential_PV | 3838 | 0
Residential_PV | 3839 | 0
Residential_PV | 3840 | 0
Residential_PV | 3841 | 0
Residential_PV | 3842 | 0
Residential_PV | 3843 | 0
Residential_PV | 3844 | 0
Residential_PV | 3845 | 0
Residential_PV | 3846 | 0.072
Residential_PV | 3847 | 0.2024
Residential_PV | 3848 | 0.3272
Residential_PV | 3849 | 0.432
Residential_PV | 3850 | 0.524
Residential_PV | 3851 | 0.7128
Residential_PV | 3852 | 0.7216
Residential_PV | 3853 | 0.4168
Residential_PV | 3854 | 0.4896
Residential_PV | 3855 | 0.3376
Residential_PV | 3856 | 0.5192
Residential_PV | 3857 | 0.3832
Residential_PV | 3858 | 0.2304
Residential_PV | 3859 | 0.0888
Residential_PV | 3860 | 0
Residential_PV | 3861 | 0
Residential_PV | 3862 | 0
Residential_PV | 3863 | 0
Residential_PV | 3864 | 0
Residential_PV | 3865 | 0
Residential_PV | 3866 | 0
Residential_PV | 3867 | 0
Residential_PV | 3868 | 0
Residential_PV | 3869 | 0
Residential_PV | 3870 | 0.0752
Residential_PV | 3871 | 0.1816
Residential_PV | 3872 | 0.368
Residential_PV | 3873 | 0.5056
Residential_PV | 3874 | 0.6256
Residential_PV | 3875 | 0.7208
Residential_PV | 3876 | 0.6832
Residential_PV | 3877 | 0.7152
Residential_PV | 3878 | 0.4624
Residential_PV | 3879 | 0.476
Residential_PV | 3880 | 0.4064
Residential_PV | 3881 | 0.3136
Residential_PV | 3882 | 0.1744
Residential_PV | 3883 | 0.0808
Residential_PV | 3884 | 0
Residential_PV | 3885 | 0
Residential_PV | 3886 | 0
Residential_PV | 3887 | 0
Residential_PV | 3888 | 0
Residential_PV | 3889 | 0
Residential_PV | 3890 | 0
Residential_PV | 3891 | 0
Residential_PV | 3892 | 0
Residential_PV | 3893 | 0
Residential_PV | 3894 | 0.08
Residential_PV | 3895 | 0.2216
Residential_PV | 3896 | 0.372
Residential_PV | 3897 | 0.3616
Residential_PV | 3898 | 0.4712
Residential_PV | 3899 | 0.3344
Residential_PV | 3900 | 0.7512
Residential_PV | 3901 | 0.7672
Residential_PV | 3902 | 0.7248
Residential_PV | 3903 | 0.4128
Residential_PV | 3904 | 0.4592
Residential_PV | 3905 | 0.3528
Residential_PV | 3906 | 0.2248
Residential_PV | 3907 | 0.0704
Residential_PV | 3908 | 0
Residential_PV | 3909 | 0
Residential_PV | 3910 | 0
Residential_PV | 3911 | 0
Residential_PV | 3912 | 0
Residential_PV | 3913 | 0
Residential_PV | 3914 | 0
Residential_PV | 3915 | 0
Residential_PV | 3916 | 0
Residential_PV | 3917 | 0
Residential_PV | 3918 | 0.0616
Residential_PV | 3919 | 0.212
Residential_PV | 3920 | 0.3048
Residential_PV | 3921 | 0.3216
Residential_PV | 3922 | 0.5976
Residential_PV | 3923 | 0.6848
Residential_PV | 3924 | 0.7688
Residential_PV | 3925 | 0.7752
Residential_PV | 3926 | 0.7208
Residential_PV | 3927 | 0.6128
Residential_PV | 3928 | 0.5272
Residential_PV | 3929 | 0.392
Residential_PV | 3930 | 0.2384
Residential_PV | 3931 | 0.092
Residential_PV | 3932 | 0
Residential_PV | 3933 | 0
Residential_PV | 3934 | 0
Residential_PV | 3935 | 0
Residential_PV | 3936 | 0
Residential_PV | 3937 | 0
Residential_PV | 3938 | 0
Residential_PV | 3939 | 0
Residential_PV | 3940 | 0
Residential_PV | 3941 | 0
Residential_PV | 3942 | 0.0216
Residential_PV | 3943 | 0.2
Residential_PV | 3944 | 0.3272
Residential_PV | 3945 | 0.4176
Residential_PV | 3946 | 0.5976
Residential_PV | 3947 | 0.5336
Residential_PV | 3948 | 0.7432
Residential_PV | 3949 | 0.152
Residential_PV | 3950 | 0.0816
Residential_PV | 3951 | 0.2752
Residential_PV | 3952 | 0.064
Residential_PV | 3953 | 0.0608
Residential_PV | 3954 | 0.0216
Residential_PV | 3955 | 0.0192
Residential_PV | 3956 | 0
Residential_PV | 3957 | 0
Residential_PV | 3958 | 0
Residential_PV | 3959 | 0
Residential_PV | 3960 | 0
Residential_PV | 3961 | 0
Residential_PV | 3962 | 0
Residential_PV | 3963 | 0
Residential_PV | 3964 | 0
Residential_PV | 3965 | 0
Residential_PV | 3966 | 0.0216
Residential_PV | 3967 | 0.0648
Residential_PV | 3968 | 0.108
Residential_PV | 3969 | 0.268
Residential_PV | 3970 | 0.408
Residential_PV | 3971 | 0.3896
Residential_PV | 3972 | 0.2768
Residential_PV | 3973 | 0.5584
Residential_PV | 3974 | 0.4872
Residential_PV | 3975 | 0.396
Residential_PV | 3976 | 0.3912
Residential_PV | 3977 | 0.2992
Residential_PV | 3978 | 0.2168
Residential_PV | 3979 | 0.096
Residential_PV | 3980 | 0
Residential_PV | 3981 | 0
Residential_PV | 3982 | 0
Residential_PV | 3983 | 0
Residential_PV | 3984 | 0
Residential_PV | 3985 | 0
Residential_PV | 3986 | 0
Residential_PV | 3987 | 0
Residential_PV | 3988 | 0
Residential_PV | 3989 | 0
Residential_PV | 3990 | 0.068
Residential_PV | 3991 | 0.2176
Residential_PV | 3992 | 0.2496
Residential_PV | 3993 | 0.4592
Residential_PV | 3994 | 0.5936
Residential_PV | 3995 | 0.6888
Residential_PV | 3996 | 0.7472
Residential_PV | 3997 | 0.7208
Residential_PV | 3998 | 0.4312
Residential_PV | 3999 | 0.1168
Residential_PV | 4000 | 0.072
Residential_PV | 4001 | 0.0688
Residential_PV | 4002 | 0.156
Residential_PV | 4003 | 0.076
Residential_PV | 4004 | 0
Residential_PV | 4005 | 0
Residential_PV | 4006 | 0
Residential_PV | 4007 | 0
Residential_PV | 4008 | 0
Residential_PV | 4009 | 0
Residential_PV | 4010 | 0
Residential_PV | 4011 | 0
Residential_PV | 4012 | 0
Residential_PV | 4013 | 0
Residential_PV | 4014 | 0.048
Residential_PV | 4015 | 0.092
Residential_PV | 4016 | 0.3688
Residential_PV | 4017 | 0.524
Residential_PV | 4018 | 0.6384
Residential_PV | 4019 | 0.7248
Residential_PV | 4020 | 0.7688
Residential_PV | 4021 | 0.6824
Residential_PV | 4022 | 0.6456
Residential_PV | 4023 | 0.2752
Residential_PV | 4024 | 0.1096
Residential_PV | 4025 | 0.1168
Residential_PV | 4026 | 0.1896
Residential_PV | 4027 | 0.096
Residential_PV | 4028 | 0
Residential_PV | 4029 | 0
Residential_PV | 4030 | 0
Residential_PV | 4031 | 0
Residential_PV | 4032 | 0
Residential_PV | 4033 | 0
Residential_PV | 4034 | 0
Residential_PV | 4035 | 0
Residential_PV | 4036 | 0
Residential_PV | 4037 | 0
Residential_PV | 4038 | 0.08
Residential_PV | 4039 | 0.2216
Residential_PV | 4040 | 0.344
Residential_PV | 4041 | 0.4984
Residential_PV | 4042 | 0.6032
Residential_PV | 4043 | 0.5968
Residential_PV | 4044 | 0.6448
Residential_PV | 4045 | 0.5408
Residential_PV | 4046 | 0.5608
Residential_PV | 4047 | 0.5328
Residential_PV | 4048 | 0.5448
Residential_PV | 4049 | 0.396
Residential_PV | 4050 | 0.2392
Residential_PV | 4051 | 0.096
Residential_PV | 4052 | 0
Residential_PV | 4053 | 0
Residential_PV | 4054 | 0
Residential_PV | 4055 | 0
Residential_PV | 4056 | 0
Residential_PV | 4057 | 0
Residential_PV | 4058 | 0
Residential_PV | 4059 | 0
Residential_PV | 4060 | 0
Residential_PV | 4061 | 0
Residential_PV | 4062 | 0.0512
Residential_PV | 4063 | 0.0656
Residential_PV | 4064 | 0.0592
Residential_PV | 4065 | 0.08
Residential_PV | 4066 | 0.2448
Residential_PV | 4067 | 0.588
Residential_PV | 4068 | 0.5216
Residential_PV | 4069 | 0.52
Residential_PV | 4070 | 0.6136
Residential_PV | 4071 | 0.5728
Residential_PV | 4072 | 0.5368
Residential_PV | 4073 | 0.3992
Residential_PV | 4074 | 0.2448
Residential_PV | 4075 | 0.0936
Residential_PV | 4076 | 0
Residential_PV | 4077 | 0
Residential_PV | 4078 | 0
Residential_PV | 4079 | 0
Residential_PV | 4080 | 0
Residential_PV | 4081 | 0
Residential_PV | 4082 | 0
Residential_PV | 4083 | 0
Residential_PV | 4084 | 0
Residential_PV | 4085 | 0
Residential_PV | 4086 | 0.0064
Residential_PV | 4087 | 0.0736
Residential_PV | 4088 | 0.272
Residential_PV | 4089 | 0.2528
Residential_PV | 4090 | 0.0704
Residential_PV | 4091 | 0.0936
Residential_PV | 4092 | 0.1032
Residential_PV | 4093 | 0.1024
Residential_PV | 4094 | 0.5128
Residential_PV | 4095 | 0.5224
Residential_PV | 4096 | 0.2992
Residential_PV | 4097 | 0.3584
Residential_PV | 4098 | 0.1232
Residential_PV | 4099 | 0.0608
Residential_PV | 4100 | 0
Residential_PV | 4101 | 0
Residential_PV | 4102 | 0
Residential_PV | 4103 | 0
Residential_PV | 4104 | 0
Residential_PV | 4105 | 0
Residential_PV | 4106 | 0
Residential_PV | 4107 | 0
Residential_PV | 4108 | 0
Residential_PV | 4109 | 0
Residential_PV | 4110 | 0.0136
Residential_PV | 4111 | 0.0792
Residential_PV | 4112 | 0.0488
Residential_PV | 4113 | 0.0784
Residential_PV | 4114 | 0.1608
Residential_PV | 4115 | 0.54
Residential_PV | 4116 | 0.7848
Residential_PV | 4117 | 0.7808
Residential_PV | 4118 | 0.7232
Residential_PV | 4119 | 0.5944
Residential_PV | 4120 | 0.532
Residential_PV | 4121 | 0.3784
Residential_PV | 4122 | 0.2408
Residential_PV | 4123 | 0.0984
Residential_PV | 4124 | 0
Residential_PV | 4125 | 0
Residential_PV | 4126 | 0
Residential_PV | 4127 | 0
Residential_PV | 4128 | 0
Residential_PV | 4129 | 0
Residential_PV | 4130 | 0
Residential_PV | 4131 | 0
Residential_PV | 4132 | 0
Residential_PV | 4133 | 0
Residential_PV | 4134 | 0.0752
Residential_PV | 4135 | 0.216
Residential_PV | 4136 | 0.3608
Residential_PV | 4137 | 0.4512
Residential_PV | 4138 | 0.2784
Residential_PV | 4139 | 0.3768
Residential_PV | 4140 | 0.4872
Residential_PV | 4141 | 0.5584
Residential_PV | 4142 | 0.5896
Residential_PV | 4143 | 0.5448
Residential_PV | 4144 | 0.5328
Residential_PV | 4145 | 0.4008
Residential_PV | 4146 | 0.248
Residential_PV | 4147 | 0.0992
Residential_PV | 4148 | 0
Residential_PV | 4149 | 0
Residential_PV | 4150 | 0
Residential_PV | 4151 | 0
Residential_PV | 4152 | 0
Residential_PV | 4153 | 0
Residential_PV | 4154 | 0
Residential_PV | 4155 | 0
Residential_PV | 4156 | 0
Residential_PV | 4157 | 0
Residential_PV | 4158 | 0.0712
Residential_PV | 4159 | 0.2112
Residential_PV | 4160 | 0.3656
Residential_PV | 4161 | 0.4936
Residential_PV | 4162 | 0.528
Residential_PV | 4163 | 0.6312
Residential_PV | 4164 | 0.708
Residential_PV | 4165 | 0.7808
Residential_PV | 4166 | 0.7392
Residential_PV | 4167 | 0.6568
Residential_PV | 4168 | 0.5416
Residential_PV | 4169 | 0.4008
Residential_PV | 4170 | 0.2456
Residential_PV | 4171 | 0.1008
Residential_PV | 4172 | 0
Residential_PV | 4173 | 0
Residential_PV | 4174 | 0
Residential_PV | 4175 | 0
Residential_PV | 4176 | 0
Residential_PV | 4177 | 0
Residential_PV | 4178 | 0
Residential_PV | 4179 | 0
Residential_PV | 4180 | 0
Residential_PV | 4181 | 0
Residential_PV | 4182 | 0.072
Residential_PV | 4183 | 0.2136
Residential_PV | 4184 | 0.3672
Residential_PV | 4185 | 0.512
Residential_PV | 4186 | 0.6288
Residential_PV | 4187 | 0.7224
Residential_PV | 4188 | 0.78
Residential_PV | 4189 | 0.776
Residential_PV | 4190 | 0.7392
Residential_PV | 4191 | 0.6424
Residential_PV | 4192 | 0.5272
Residential_PV | 4193 | 0.3904
Residential_PV | 4194 | 0.248
Residential_PV | 4195 | 0.1008
Residential_PV | 4196 | 0
Residential_PV | 4197 | 0
Residential_PV | 4198 | 0
Residential_PV | 4199 | 0
Residential_PV | 4200 | 0
Residential_PV | 4201 | 0
Residential_PV | 4202 | 0
Residential_PV | 4203 | 0
Residential_PV | 4204 | 0
Residential_PV | 4205 | 0
Residential_PV | 4206 | 0.072
Residential_PV | 4207 | 0.212
Residential_PV | 4208 | 0.3664
Residential_PV | 4209 | 0.512
Residential_PV | 4210 | 0.632
Residential_PV | 4211 | 0.7216
Residential_PV | 4212 | 0.7712
Residential_PV | 4213 | 0.7632
Residential_PV | 4214 | 0.736
Residential_PV | 4215 | 0.6496
Residential_PV | 4216 | 0.5304
Residential_PV | 4217 | 0.3912
Residential_PV | 4218 | 0.2424
Residential_PV | 4219 | 0.0968
Residential_PV | 4220 | 0
Residential_PV | 4221 | 0
Residential_PV | 4222 | 0
Residential_PV | 4223 | 0
Residential_PV | 4224 | 0
Residential_PV | 4225 | 0
Residential_PV | 4226 | 0
Residential_PV | 4227 | 0
Residential_PV | 4228 | 0
Residential_PV | 4229 | 0
Residential_PV | 4230 | 0.0648
Residential_PV | 4231 | 0.2096
Residential_PV | 4232 | 0.3616
Residential_PV | 4233 | 0.5112
Residential_PV | 4234 | 0.6344
Residential_PV | 4235 | 0.7256
Residential_PV | 4236 | 0.784
Residential_PV | 4237 | 0.7632
Residential_PV | 4238 | 0.74
Residential_PV | 4239 | 0.6568
Residential_PV | 4240 | 0.54
Residential_PV | 4241 | 0.396
Residential_PV | 4242 | 0.2416
Residential_PV | 4243 | 0.0976
Residential_PV | 4244 | 0
Residential_PV | 4245 | 0
Residential_PV | 4246 | 0
Residential_PV | 4247 | 0
Residential_PV | 4248 | 0
Residential_PV | 4249 | 0
Residential_PV | 4250 | 0
Residential_PV | 4251 | 0
Residential_PV | 4252 | 0
Residential_PV | 4253 | 0
Residential_PV | 4254 | 0.0696
Residential_PV | 4255 | 0.2152
Residential_PV | 4256 | 0.3648
Residential_PV | 4257 | 0.5104
Residential_PV | 4258 | 0.6304
Residential_PV | 4259 | 0.7208
Residential_PV | 4260 | 0.7792
Residential_PV | 4261 | 0.776
Residential_PV | 4262 | 0.736
Residential_PV | 4263 | 0.6504
Residential_PV | 4264 | 0.5368
Residential_PV | 4265 | 0.3984
Residential_PV | 4266 | 0.2448
Residential_PV | 4267 | 0.0984
Residential_PV | 4268 | 0
Residential_PV | 4269 | 0
Residential_PV | 4270 | 0
Residential_PV | 4271 | 0
Residential_PV | 4272 | 0
Residential_PV | 4273 | 0
Residential_PV | 4274 | 0
Residential_PV | 4275 | 0
Residential_PV | 4276 | 0
Residential_PV | 4277 | 0
Residential_PV | 4278 | 0.0504
Residential_PV | 4279 | 0.1848
Residential_PV | 4280 | 0.288
Residential_PV | 4281 | 0.4288
Residential_PV | 4282 | 0.5608
Residential_PV | 4283 | 0.6176
Residential_PV | 4284 | 0.6984
Residential_PV | 4285 | 0.7544
Residential_PV | 4286 | 0.74
Residential_PV | 4287 | 0.6536
Residential_PV | 4288 | 0.5344
Residential_PV | 4289 | 0.392
Residential_PV | 4290 | 0.2392
Residential_PV | 4291 | 0.0936
Residential_PV | 4292 | 0
Residential_PV | 4293 | 0
Residential_PV | 4294 | 0
Residential_PV | 4295 | 0
Residential_PV | 4296 | 0
Residential_PV | 4297 | 0
Residential_PV | 4298 | 0
Residential_PV | 4299 | 0
Residential_PV | 4300 | 0
Residential_PV | 4301 | 0
Residential_PV | 4302 | 0.0664
Residential_PV | 4303 | 0.2064
Residential_PV | 4304 | 0.3576
Residential_PV | 4305 | 0.5088
Residential_PV | 4306 | 0.6296
Residential_PV | 4307 | 0.72
Residential_PV | 4308 | 0.7784
Residential_PV | 4309 | 0.78
Residential_PV | 4310 | 0.74
Residential_PV | 4311 | 0.6536
Residential_PV | 4312 | 0.5376
Residential_PV | 4313 | 0.3968
Residential_PV | 4314 | 0.244
Residential_PV | 4315 | 0.0976
Residential_PV | 4316 | 0
Residential_PV | 4317 | 0
Residential_PV | 4318 | 0
Residential_PV | 4319 | 0
Residential_PV | 4320 | 0
Residential_PV | 4321 | 0
Residential_PV | 4322 | 0
Residential_PV | 4323 | 0
Residential_PV | 4324 | 0
Residential_PV | 4325 | 0
Residential_PV | 4326 | 0.0664
Residential_PV | 4327 | 0.2032
Residential_PV | 4328 | 0.3568
Residential_PV | 4329 | 0.4992
Residential_PV | 4330 | 0.6216
Residential_PV | 4331 | 0.7112
Residential_PV | 4332 | 0.7736
Residential_PV | 4333 | 0.6512
Residential_PV | 4334 | 0.7112
Residential_PV | 4335 | 0.6216
Residential_PV | 4336 | 0.5136
Residential_PV | 4337 | 0.388
Residential_PV | 4338 | 0.24
Residential_PV | 4339 | 0.0976
Residential_PV | 4340 | 0
Residential_PV | 4341 | 0
Residential_PV | 4342 | 0
Residential_PV | 4343 | 0
Residential_PV | 4344 | 0
Residential_PV | 4345 | 0
Residential_PV | 4346 | 0
Residential_PV | 4347 | 0
Residential_PV | 4348 | 0
Residential_PV | 4349 | 0
Residential_PV | 4350 | 0.0688
Residential_PV | 4351 | 0.2056
Residential_PV | 4352 | 0.3632
Residential_PV | 4353 | 0.5064
Residential_PV | 4354 | 0.624
Residential_PV | 4355 | 0.7112
Residential_PV | 4356 | 0.7648
Residential_PV | 4357 | 0.7744
Residential_PV | 4358 | 0.7344
Residential_PV | 4359 | 0.6536
Residential_PV | 4360 | 0.532
Residential_PV | 4361 | 0.3888
Residential_PV | 4362 | 0.2368
Residential_PV | 4363 | 0.092
Residential_PV | 4364 | 0
Residential_PV | 4365 | 0
Residential_PV | 4366 | 0
Residential_PV | 4367 | 0
Residential_PV | 4368 | 0
Residential_PV | 4369 | 0
Residential_PV | 4370 | 0
Residential_PV | 4371 | 0
Residential_PV | 4372 | 0
Residential_PV | 4373 | 0
Residential_PV | 4374 | 0.0632
Residential_PV | 4375 | 0.1928
Residential_PV | 4376 | 0.3584
Residential_PV | 4377 | 0.3816
Residential_PV | 4378 | 0.572
Residential_PV | 4379 | 0.7032
Residential_PV | 4380 | 0.1264
Residential_PV | 4381 | 0.3384
Residential_PV | 4382 | 0.576
Residential_PV | 4383 | 0.5432
Residential_PV | 4384 | 0.2808
Residential_PV | 4385 | 0.3864
Residential_PV | 4386 | 0.224
Residential_PV | 4387 | 0.076
Residential_PV | 4388 | 0
Residential_PV | 4389 | 0
Residential_PV | 4390 | 0
Residential_PV | 4391 | 0
Residential_PV | 4392 | 0
Residential_PV | 4393 | 0
Residential_PV | 4394 | 0
Residential_PV | 4395 | 0
Residential_PV | 4396 | 0
Residential_PV | 4397 | 0
Residential_PV | 4398 | 0.0184
Residential_PV | 4399 | 0.1312
Residential_PV | 4400 | 0.2544
Residential_PV | 4401 | 0.464
Residential_PV | 4402 | 0.6032
Residential_PV | 4403 | 0.6624
Residential_PV | 4404 | 0.7128
Residential_PV | 4405 | 0.7544
Residential_PV | 4406 | 0.7232
Residential_PV | 4407 | 0.6368
Residential_PV | 4408 | 0.4464
Residential_PV | 4409 | 0.3008
Residential_PV | 4410 | 0.1304
Residential_PV | 4411 | 0.0744
Residential_PV | 4412 | 0
Residential_PV | 4413 | 0
Residential_PV | 4414 | 0
Residential_PV | 4415 | 0
Residential_PV | 4416 | 0
Residential_PV | 4417 | 0
Residential_PV | 4418 | 0
Residential_PV | 4419 | 0
Residential_PV | 4420 | 0
Residential_PV | 4421 | 0
Residential_PV | 4422 | 0.0056
Residential_PV | 4423 | 0.0184
Residential_PV | 4424 | 0.3328
Residential_PV | 4425 | 0.4808
Residential_PV | 4426 | 0.6152
Residential_PV | 4427 | 0.6912
Residential_PV | 4428 | 0.7632
Residential_PV | 4429 | 0.7576
Residential_PV | 4430 | 0.7344
Residential_PV | 4431 | 0.556
Residential_PV | 4432 | 0.54
Residential_PV | 4433 | 0.3968
Residential_PV | 4434 | 0.244
Residential_PV | 4435 | 0.1008
Residential_PV | 4436 | 0
Residential_PV | 4437 | 0
Residential_PV | 4438 | 0
Residential_PV | 4439 | 0
Residential_PV | 4440 | 0
Residential_PV | 4441 | 0
Residential_PV | 4442 | 0
Residential_PV | 4443 | 0
Residential_PV | 4444 | 0
Residential_PV | 4445 | 0
Residential_PV | 4446 | 0.0656
Residential_PV | 4447 | 0.2056
Residential_PV | 4448 | 0.3608
Residential_PV | 4449 | 0.508
Residential_PV | 4450 | 0.624
Residential_PV | 4451 | 0.7232
Residential_PV | 4452 | 0.7704
Residential_PV | 4453 | 0.7768
Residential_PV | 4454 | 0.7376
Residential_PV | 4455 | 0.6592
Residential_PV | 4456 | 0.5392
Residential_PV | 4457 | 0.3984
Residential_PV | 4458 | 0.2464
Residential_PV | 4459 | 0.1008
Residential_PV | 4460 | 0
Residential_PV | 4461 | 0
Residential_PV | 4462 | 0
Residential_PV | 4463 | 0
Residential_PV | 4464 | 0
Residential_PV | 4465 | 0
Residential_PV | 4466 | 0
Residential_PV | 4467 | 0
Residential_PV | 4468 | 0
Residential_PV | 4469 | 0
Residential_PV | 4470 | 0.0656
Residential_PV | 4471 | 0.2024
Residential_PV | 4472 | 0.3576
Residential_PV | 4473 | 0.5016
Residential_PV | 4474 | 0.62
Residential_PV | 4475 | 0.7184
Residential_PV | 4476 | 0.7664
Residential_PV | 4477 | 0.7808
Residential_PV | 4478 | 0.7336
Residential_PV | 4479 | 0.1128
Residential_PV | 4480 | 0.5336
Residential_PV | 4481 | 0.392
Residential_PV | 4482 | 0.2552
Residential_PV | 4483 | 0.0944
Residential_PV | 4484 | 0
Residential_PV | 4485 | 0
Residential_PV | 4486 | 0
Residential_PV | 4487 | 0
Residential_PV | 4488 | 0
Residential_PV | 4489 | 0
Residential_PV | 4490 | 0
Residential_PV | 4491 | 0
Residential_PV | 4492 | 0
Residential_PV | 4493 | 0
Residential_PV | 4494 | 0.0056
Residential_PV | 4495 | 0.1664
Residential_PV | 4496 | 0.2568
Residential_PV | 4497 | 0.3312
Residential_PV | 4498 | 0.4624
Residential_PV | 4499 | 0.5456
Residential_PV | 4500 | 0.7032
Residential_PV | 4501 | 0.764
Residential_PV | 4502 | 0.6624
Residential_PV | 4503 | 0.204
Residential_PV | 4504 | 0.4816
Residential_PV | 4505 | 0.1192
Residential_PV | 4506 | 0.0376
Residential_PV | 4507 | 0.1024
Residential_PV | 4508 | 0
Residential_PV | 4509 | 0
Residential_PV | 4510 | 0
Residential_PV | 4511 | 0
Residential_PV | 4512 | 0
Residential_PV | 4513 | 0
Residential_PV | 4514 | 0
Residential_PV | 4515 | 0
Residential_PV | 4516 | 0
Residential_PV | 4517 | 0
Residential_PV | 4518 | 0.0616
Residential_PV | 4519 | 0.2
Residential_PV | 4520 | 0.3584
Residential_PV | 4521 | 0.4992
Residential_PV | 4522 | 0.6248
Residential_PV | 4523 | 0.7208
Residential_PV | 4524 | 0.7536
Residential_PV | 4525 | 0.772
Residential_PV | 4526 | 0.7328
Residential_PV | 4527 | 0.6616
Residential_PV | 4528 | 0.5416
Residential_PV | 4529 | 0.3992
Residential_PV | 4530 | 0.2448
Residential_PV | 4531 | 0.0984
Residential_PV | 4532 | 0
Residential_PV | 4533 | 0
Residential_PV | 4534 | 0
Residential_PV | 4535 | 0
Residential_PV | 4536 | 0
Residential_PV | 4537 | 0
Residential_PV | 4538 | 0
Residential_PV | 4539 | 0
Residential_PV | 4540 | 0
Residential_PV | 4541 | 0
Residential_PV | 4542 | 0.0512
Residential_PV | 4543 | 0.1864
Residential_PV | 4544 | 0.26
Residential_PV | 4545 | 0.2568
Residential_PV | 4546 | 0.2072
Residential_PV | 4547 | 0.2304
Residential_PV | 4548 | 0.152
Residential_PV | 4549 | 0.0696
Residential_PV | 4550 | 0.0784
Residential_PV | 4551 | 0.3888
Residential_PV | 4552 | 0.3168
Residential_PV | 4553 | 0.0768
Residential_PV | 4554 | 0.0784
Residential_PV | 4555 | 0.0512
Residential_PV | 4556 | 0
Residential_PV | 4557 | 0
Residential_PV | 4558 | 0
Residential_PV | 4559 | 0
Residential_PV | 4560 | 0
Residential_PV | 4561 | 0
Residential_PV | 4562 | 0
Residential_PV | 4563 | 0
Residential_PV | 4564 | 0
Residential_PV | 4565 | 0
Residential_PV | 4566 | 0.06
Residential_PV | 4567 | 0.1592
Residential_PV | 4568 | 0.2688
Residential_PV | 4569 | 0.4112
Residential_PV | 4570 | 0.5184
Residential_PV | 4571 | 0.4736
Residential_PV | 4572 | 0.3544
Residential_PV | 4573 | 0.6048
Residential_PV | 4574 | 0.6688
Residential_PV | 4575 | 0.5112
Residential_PV | 4576 | 0.428
Residential_PV | 4577 | 0.3464
Residential_PV | 4578 | 0.2128
Residential_PV | 4579 | 0.0976
Residential_PV | 4580 | 0
Residential_PV | 4581 | 0
Residential_PV | 4582 | 0
Residential_PV | 4583 | 0
Residential_PV | 4584 | 0
Residential_PV | 4585 | 0
Residential_PV | 4586 | 0
Residential_PV | 4587 | 0
Residential_PV | 4588 | 0
Residential_PV | 4589 | 0
Residential_PV | 4590 | 0.0568
Residential_PV | 4591 | 0.1936
Residential_PV | 4592 | 0.2624
Residential_PV | 4593 | 0.496
Residential_PV | 4594 | 0.6184
Residential_PV | 4595 | 0.7144
Residential_PV | 4596 | 0.7088
Residential_PV | 4597 | 0.7072
Residential_PV | 4598 | 0.6008
Residential_PV | 4599 | 0.664
Residential_PV | 4600 | 0.5296
Residential_PV | 4601 | 0.396
Residential_PV | 4602 | 0.2424
Residential_PV | 4603 | 0.096
Residential_PV | 4604 | 0
Residential_PV | 4605 | 0
Residential_PV | 4606 | 0
Residential_PV | 4607 | 0
Residential_PV | 4608 | 0
Residential_PV | 4609 | 0
Residential_PV | 4610 | 0
Residential_PV | 4611 | 0
Residential_PV | 4612 | 0
Residential_PV | 4613 | 0
Residential_PV | 4614 | 0.0536
Residential_PV | 4615 | 0.1928
Residential_PV | 4616 | 0.3432
Residential_PV | 4617 | 0.4192
Residential_PV | 4618 | 0.44
Residential_PV | 4619 | 0.3448
Residential_PV | 4620 | 0.4432
Residential_PV | 4621 | 0.316
Residential_PV | 4622 | 0.4864
Residential_PV | 4623 | 0.316
Residential_PV | 4624 | 0.2648
Residential_PV | 4625 | 0.1656
Residential_PV | 4626 | 0.1704
Residential_PV | 4627 | 0.024
Residential_PV | 4628 | 0
Residential_PV | 4629 | 0
Residential_PV | 4630 | 0
Residential_PV | 4631 | 0
Residential_PV | 4632 | 0
Residential_PV | 4633 | 0
Residential_PV | 4634 | 0
Residential_PV | 4635 | 0
Residential_PV | 4636 | 0
Residential_PV | 4637 | 0
Residential_PV | 4638 | 0.0536
Residential_PV | 4639 | 0.1912
Residential_PV | 4640 | 0.3432
Residential_PV | 4641 | 0.484
Residential_PV | 4642 | 0.5728
Residential_PV | 4643 | 0.6952
Residential_PV | 4644 | 0.7576
Residential_PV | 4645 | 0.7616
Residential_PV | 4646 | 0.6744
Residential_PV | 4647 | 0.6272
Residential_PV | 4648 | 0.52
Residential_PV | 4649 | 0.3712
Residential_PV | 4650 | 0.2136
Residential_PV | 4651 | 0.0832
Residential_PV | 4652 | 0
Residential_PV | 4653 | 0
Residential_PV | 4654 | 0
Residential_PV | 4655 | 0
Residential_PV | 4656 | 0
Residential_PV | 4657 | 0
Residential_PV | 4658 | 0
Residential_PV | 4659 | 0
Residential_PV | 4660 | 0
Residential_PV | 4661 | 0
Residential_PV | 4662 | 0.024
Residential_PV | 4663 | 0.0224
Residential_PV | 4664 | 0.2176
Residential_PV | 4665 | 0.3536
Residential_PV | 4666 | 0.5744
Residential_PV | 4667 | 0.5848
Residential_PV | 4668 | 0.5536
Residential_PV | 4669 | 0.4304
Residential_PV | 4670 | 0.5464
Residential_PV | 4671 | 0.6096
Residential_PV | 4672 | 0.4432
Residential_PV | 4673 | 0.1776
Residential_PV | 4674 | 0.0216
Residential_PV | 4675 | 0.0848
Residential_PV | 4676 | 0
Residential_PV | 4677 | 0
Residential_PV | 4678 | 0
Residential_PV | 4679 | 0
Residential_PV | 4680 | 0
Residential_PV | 4681 | 0
Residential_PV | 4682 | 0
Residential_PV | 4683 | 0
Residential_PV | 4684 | 0
Residential_PV | 4685 | 0
Residential_PV | 4686 | 0.0528
Residential_PV | 4687 | 0.1912
Residential_PV | 4688 | 0.3456
Residential_PV | 4689 | 0.4936
Residential_PV | 4690 | 0.6144
Residential_PV | 4691 | 0.7072
Residential_PV | 4692 | 0.7528
Residential_PV | 4693 | 0.764
Residential_PV | 4694 | 0.7112
Residential_PV | 4695 | 0.616
Residential_PV | 4696 | 0.5112
Residential_PV | 4697 | 0.3776
Residential_PV | 4698 | 0.2176
Residential_PV | 4699 | 0.0936
Residential_PV | 4700 | 0
Residential_PV | 4701 | 0
Residential_PV | 4702 | 0
Residential_PV | 4703 | 0
Residential_PV | 4704 | 0
Residential_PV | 4705 | 0
Residential_PV | 4706 | 0
Residential_PV | 4707 | 0
Residential_PV | 4708 | 0
Residential_PV | 4709 | 0
Residential_PV | 4710 | 0.0496
Residential_PV | 4711 | 0.1864
Residential_PV | 4712 | 0.3392
Residential_PV | 4713 | 0.4872
Residential_PV | 4714 | 0.6224
Residential_PV | 4715 | 0.7104
Residential_PV | 4716 | 0.7712
Residential_PV | 4717 | 0.7784
Residential_PV | 4718 | 0.7472
Residential_PV | 4719 | 0.6544
Residential_PV | 4720 | 0.5344
Residential_PV | 4721 | 0.3944
Residential_PV | 4722 | 0.2384
Residential_PV | 4723 | 0.0928
Residential_PV | 4724 | 0
Residential_PV | 4725 | 0
Residential_PV | 4726 | 0
Residential_PV | 4727 | 0
Residential_PV | 4728 | 0
Residential_PV | 4729 | 0
Residential_PV | 4730 | 0
Residential_PV | 4731 | 0
Residential_PV | 4732 | 0
Residential_PV | 4733 | 0
Residential_PV | 4734 | 0.0464
Residential_PV | 4735 | 0.1848
Residential_PV | 4736 | 0.3408
Residential_PV | 4737 | 0.4888
Residential_PV | 4738 | 0.6152
Residential_PV | 4739 | 0.7056
Residential_PV | 4740 | 0.7584
Residential_PV | 4741 | 0.7704
Residential_PV | 4742 | 0.732
Residential_PV | 4743 | 0.6472
Residential_PV | 4744 | 0.5288
Residential_PV | 4745 | 0.388
Residential_PV | 4746 | 0.2352
Residential_PV | 4747 | 0.0496
Residential_PV | 4748 | 0
Residential_PV | 4749 | 0
Residential_PV | 4750 | 0
Residential_PV | 4751 | 0
Residential_PV | 4752 | 0
Residential_PV | 4753 | 0
Residential_PV | 4754 | 0
Residential_PV | 4755 | 0
Residential_PV | 4756 | 0
Residential_PV | 4757 | 0
Residential_PV | 4758 | 0.0408
Residential_PV | 4759 | 0.1728
Residential_PV | 4760 | 0.3312
Residential_PV | 4761 | 0.4824
Residential_PV | 4762 | 0.6048
Residential_PV | 4763 | 0.7008
Residential_PV | 4764 | 0.7536
Residential_PV | 4765 | 0.7656
Residential_PV | 4766 | 0.724
Residential_PV | 4767 | 0.64
Residential_PV | 4768 | 0.4024
Residential_PV | 4769 | 0.1904
Residential_PV | 4770 | 0.2216
Residential_PV | 4771 | 0.0408
Residential_PV | 4772 | 0
Residential_PV | 4773 | 0
Residential_PV | 4774 | 0
Residential_PV | 4775 | 0
Residential_PV | 4776 | 0
Residential_PV | 4777 | 0
Residential_PV | 4778 | 0
Residential_PV | 4779 | 0
Residential_PV | 4780 | 0
Residential_PV | 4781 | 0
Residential_PV | 4782 | 0.0336
Residential_PV | 4783 | 0.1472
Residential_PV | 4784 | 0.292
Residential_PV | 4785 | 0.4664
Residential_PV | 4786 | 0.5976
Residential_PV | 4787 | 0.6968
Residential_PV | 4788 | 0.7528
Residential_PV | 4789 | 0.7568
Residential_PV | 4790 | 0.7152
Residential_PV | 4791 | 0.5896
Residential_PV | 4792 | 0.4912
Residential_PV | 4793 | 0.316
Residential_PV | 4794 | 0.1784
Residential_PV | 4795 | 0.048
Residential_PV | 4796 | 0
Residential_PV | 4797 | 0
Residential_PV | 4798 | 0
Residential_PV | 4799 | 0
Residential_PV | 4800 | 0
Residential_PV | 4801 | 0
Residential_PV | 4802 | 0
Residential_PV | 4803 | 0
Residential_PV | 4804 | 0
Residential_PV | 4805 | 0
Residential_PV | 4806 | 0.0216
Residential_PV | 4807 | 0.1448
Residential_PV | 4808 | 0.0744
Residential_PV | 4809 | 0.2592
Residential_PV | 4810 | 0.4048
Residential_PV | 4811 | 0.6664
Residential_PV | 4812 | 0.744
Residential_PV | 4813 | 0.756
Residential_PV | 4814 | 0.7144
Residential_PV | 4815 | 0.576
Residential_PV | 4816 | 0.5232
Residential_PV | 4817 | 0.3928
Residential_PV | 4818 | 0.1232
Residential_PV | 4819 | 0.0512
Residential_PV | 4820 | 0
Residential_PV | 4821 | 0
Residential_PV | 4822 | 0
Residential_PV | 4823 | 0
Residential_PV | 4824 | 0
Residential_PV | 4825 | 0
Residential_PV | 4826 | 0
Residential_PV | 4827 | 0
Residential_PV | 4828 | 0
Residential_PV | 4829 | 0
Residential_PV | 4830 | 0.0424
Residential_PV | 4831 | 0.1824
Residential_PV | 4832 | 0.3296
Residential_PV | 4833 | 0.4808
Residential_PV | 4834 | 0.5576
Residential_PV | 4835 | 0.6728
Residential_PV | 4836 | 0.736
Residential_PV | 4837 | 0.6064
Residential_PV | 4838 | 0.5048
Residential_PV | 4839 | 0.6472
Residential_PV | 4840 | 0.5248
Residential_PV | 4841 | 0.3584
Residential_PV | 4842 | 0.1472
Residential_PV | 4843 | 0.0504
Residential_PV | 4844 | 0
Residential_PV | 4845 | 0
Residential_PV | 4846 | 0
Residential_PV | 4847 | 0
Residential_PV | 4848 | 0
Residential_PV | 4849 | 0
Residential_PV | 4850 | 0
Residential_PV | 4851 | 0
Residential_PV | 4852 | 0
Residential_PV | 4853 | 0
Residential_PV | 4854 | 0.04
Residential_PV | 4855 | 0.1792
Residential_PV | 4856 | 0.3248
Residential_PV | 4857 | 0.484
Residential_PV | 4858 | 0.6088
Residential_PV | 4859 | 0.7072
Residential_PV | 4860 | 0.7424
Residential_PV | 4861 | 0.7272
Residential_PV | 4862 | 0.7312
Residential_PV | 4863 | 0.6232
Residential_PV | 4864 | 0.5208
Residential_PV | 4865 | 0.388
Residential_PV | 4866 | 0.2336
Residential_PV | 4867 | 0.0448
Residential_PV | 4868 | 0
Residential_PV | 4869 | 0
Residential_PV | 4870 | 0
Residential_PV | 4871 | 0
Residential_PV | 4872 | 0
Residential_PV | 4873 | 0
Residential_PV | 4874 | 0
Residential_PV | 4875 | 0
Residential_PV | 4876 | 0
Residential_PV | 4877 | 0
Residential_PV | 4878 | 0.0384
Residential_PV | 4879 | 0.1752
Residential_PV | 4880 | 0.332
Residential_PV | 4881 | 0.4776
Residential_PV | 4882 | 0.6016
Residential_PV | 4883 | 0.696
Residential_PV | 4884 | 0.7528
Residential_PV | 4885 | 0.7576
Residential_PV | 4886 | 0.7232
Residential_PV | 4887 | 0.6448
Residential_PV | 4888 | 0.5304
Residential_PV | 4889 | 0.3888
Residential_PV | 4890 | 0.2312
Residential_PV | 4891 | 0.044
Residential_PV | 4892 | 0
Residential_PV | 4893 | 0
Residential_PV | 4894 | 0
Residential_PV | 4895 | 0
Residential_PV | 4896 | 0
Residential_PV | 4897 | 0
Residential_PV | 4898 | 0
Residential_PV | 4899 | 0
Residential_PV | 4900 | 0
Residential_PV | 4901 | 0
Residential_PV | 4902 | 0.0352
Residential_PV | 4903 | 0.1712
Residential_PV | 4904 | 0.3216
Residential_PV | 4905 | 0.4688
Residential_PV | 4906 | 0.5976
Residential_PV | 4907 | 0.6944
Residential_PV | 4908 | 0.748
Residential_PV | 4909 | 0.752
Residential_PV | 4910 | 0.7184
Residential_PV | 4911 | 0.6376
Residential_PV | 4912 | 0.5216
Residential_PV | 4913 | 0.3776
Residential_PV | 4914 | 0.2224
Residential_PV | 4915 | 0.048
Residential_PV | 4916 | 0
Residential_PV | 4917 | 0
Residential_PV | 4918 | 0
Residential_PV | 4919 | 0
Residential_PV | 4920 | 0
Residential_PV | 4921 | 0
Residential_PV | 4922 | 0
Residential_PV | 4923 | 0
Residential_PV | 4924 | 0
Residential_PV | 4925 | 0
Residential_PV | 4926 | 0.0048
Residential_PV | 4927 | 0.1104
Residential_PV | 4928 | 0.236
Residential_PV | 4929 | 0.4648
Residential_PV | 4930 | 0.5032
Residential_PV | 4931 | 0.608
Residential_PV | 4932 | 0.5544
Residential_PV | 4933 | 0.5208
Residential_PV | 4934 | 0.6584
Residential_PV | 4935 | 0.5776
Residential_PV | 4936 | 0.4984
Residential_PV | 4937 | 0.3496
Residential_PV | 4938 | 0.2224
Residential_PV | 4939 | 0.012
Residential_PV | 4940 | 0
Residential_PV | 4941 | 0
Residential_PV | 4942 | 0
Residential_PV | 4943 | 0
Residential_PV | 4944 | 0
Residential_PV | 4945 | 0
Residential_PV | 4946 | 0
Residential_PV | 4947 | 0
Residential_PV | 4948 | 0
Residential_PV | 4949 | 0
Residential_PV | 4950 | 0.0304
Residential_PV | 4951 | 0.1616
Residential_PV | 4952 | 0.3184
Residential_PV | 4953 | 0.4664
Residential_PV | 4954 | 0.5944
Residential_PV | 4955 | 0.692
Residential_PV | 4956 | 0.7456
Residential_PV | 4957 | 0.7544
Residential_PV | 4958 | 0.72
Residential_PV | 4959 | 0.6352
Residential_PV | 4960 | 0.5184
Residential_PV | 4961 | 0.3728
Residential_PV | 4962 | 0.22
Residential_PV | 4963 | 0.0448
Residential_PV | 4964 | 0
Residential_PV | 4965 | 0
Residential_PV | 4966 | 0
Residential_PV | 4967 | 0
Residential_PV | 4968 | 0
Residential_PV | 4969 | 0
Residential_PV | 4970 | 0
Residential_PV | 4971 | 0
Residential_PV | 4972 | 0
Residential_PV | 4973 | 0
Residential_PV | 4974 | 0.0272
Residential_PV | 4975 | 0.1544
Residential_PV | 4976 | 0.312
Residential_PV | 4977 | 0.4624
Residential_PV | 4978 | 0.5872
Residential_PV | 4979 | 0.684
Residential_PV | 4980 | 0.6912
Residential_PV | 4981 | 0.664
Residential_PV | 4982 | 0.6896
Residential_PV | 4983 | 0.6144
Residential_PV | 4984 | 0.5176
Residential_PV | 4985 | 0.3656
Residential_PV | 4986 | 0.2144
Residential_PV | 4987 | 0.0456
Residential_PV | 4988 | 0
Residential_PV | 4989 | 0
Residential_PV | 4990 | 0
Residential_PV | 4991 | 0
Residential_PV | 4992 | 0
Residential_PV | 4993 | 0
Residential_PV | 4994 | 0
Residential_PV | 4995 | 0
Residential_PV | 4996 | 0
Residential_PV | 4997 | 0
Residential_PV | 4998 | 0.0224
Residential_PV | 4999 | 0.1528
Residential_PV | 5000 | 0.3104
Residential_PV | 5001 | 0.4608
Residential_PV | 5002 | 0.5888
Residential_PV | 5003 | 0.6824
Residential_PV | 5004 | 0.74
Residential_PV | 5005 | 0.748
Residential_PV | 5006 | 0.6992
Residential_PV | 5007 | 0.4856
Residential_PV | 5008 | 0.4576
Residential_PV | 5009 | 0.2344
Residential_PV | 5010 | 0.1704
Residential_PV | 5011 | 0.044
Residential_PV | 5012 | 0
Residential_PV | 5013 | 0
Residential_PV | 5014 | 0
Residential_PV | 5015 | 0
Residential_PV | 5016 | 0
Residential_PV | 5017 | 0
Residential_PV | 5018 | 0
Residential_PV | 5019 | 0
Residential_PV | 5020 | 0
Residential_PV | 5021 | 0
Residential_PV | 5022 | 0.024
Residential_PV | 5023 | 0.0216
Residential_PV | 5024 | 0.0576
Residential_PV | 5025 | 0.0552
Residential_PV | 5026 | 0.1088
Residential_PV | 5027 | 0.0912
Residential_PV | 5028 | 0.2368
Residential_PV | 5029 | 0.2272
Residential_PV | 5030 | 0.3856
Residential_PV | 5031 | 0.3816
Residential_PV | 5032 | 0.5168
Residential_PV | 5033 | 0.3512
Residential_PV | 5034 | 0.22
Residential_PV | 5035 | 0.0416
Residential_PV | 5036 | 0
Residential_PV | 5037 | 0
Residential_PV | 5038 | 0
Residential_PV | 5039 | 0
Residential_PV | 5040 | 0
Residential_PV | 5041 | 0
Residential_PV | 5042 | 0
Residential_PV | 5043 | 0
Residential_PV | 5044 | 0
Residential_PV | 5045 | 0
Residential_PV | 5046 | 0.0128
Residential_PV | 5047 | 0.1232
Residential_PV | 5048 | 0.3088
Residential_PV | 5049 | 0.3952
Residential_PV | 5050 | 0.4176
Residential_PV | 5051 | 0.5776
Residential_PV | 5052 | 0.688
Residential_PV | 5053 | 0.7456
Residential_PV | 5054 | 0.7112
Residential_PV | 5055 | 0.6296
Residential_PV | 5056 | 0.5104
Residential_PV | 5057 | 0.3704
Residential_PV | 5058 | 0.2184
Residential_PV | 5059 | 0.0408
Residential_PV | 5060 | 0
Residential_PV | 5061 | 0
Residential_PV | 5062 | 0
Residential_PV | 5063 | 0
Residential_PV | 5064 | 0
Residential_PV | 5065 | 0
Residential_PV | 5066 | 0
Residential_PV | 5067 | 0
Residential_PV | 5068 | 0
Residential_PV | 5069 | 0
Residential_PV | 5070 | 0.0248
Residential_PV | 5071 | 0.16
Residential_PV | 5072 | 0.3184
Residential_PV | 5073 | 0.468
Residential_PV | 5074 | 0.5936
Residential_PV | 5075 | 0.6896
Residential_PV | 5076 | 0.74
Residential_PV | 5077 | 0.748
Residential_PV | 5078 | 0.7096
Residential_PV | 5079 | 0.6256
Residential_PV | 5080 | 0.5112
Residential_PV | 5081 | 0.3688
Residential_PV | 5082 | 0.2144
Residential_PV | 5083 | 0.04
Residential_PV | 5084 | 0
Residential_PV | 5085 | 0
Residential_PV | 5086 | 0
Residential_PV | 5087 | 0
Residential_PV | 5088 | 0
Residential_PV | 5089 | 0
Residential_PV | 5090 | 0
Residential_PV | 5091 | 0
Residential_PV | 5092 | 0
Residential_PV | 5093 | 0
Residential_PV | 5094 | 0.028
Residential_PV | 5095 | 0.1696
Residential_PV | 5096 | 0.3224
Residential_PV | 5097 | 0.4696
Residential_PV | 5098 | 0.6016
Residential_PV | 5099 | 0.6944
Residential_PV | 5100 | 0.7488
Residential_PV | 5101 | 0.7576
Residential_PV | 5102 | 0.7152
Residential_PV | 5103 | 0.6368
Residential_PV | 5104 | 0.512
Residential_PV | 5105 | 0.3776
Residential_PV | 5106 | 0.2224
Residential_PV | 5107 | 0.0368
Residential_PV | 5108 | 0
Residential_PV | 5109 | 0
Residential_PV | 5110 | 0
Residential_PV | 5111 | 0
Residential_PV | 5112 | 0
Residential_PV | 5113 | 0
Residential_PV | 5114 | 0
Residential_PV | 5115 | 0
Residential_PV | 5116 | 0
Residential_PV | 5117 | 0
Residential_PV | 5118 | 0.0216
Residential_PV | 5119 | 0.1584
Residential_PV | 5120 | 0.3104
Residential_PV | 5121 | 0.4624
Residential_PV | 5122 | 0.5968
Residential_PV | 5123 | 0.6968
Residential_PV | 5124 | 0.752
Residential_PV | 5125 | 0.772
Residential_PV | 5126 | 0.7248
Residential_PV | 5127 | 0.6352
Residential_PV | 5128 | 0.5048
Residential_PV | 5129 | 0.3672
Residential_PV | 5130 | 0.2088
Residential_PV | 5131 | 0.0384
Residential_PV | 5132 | 0
Residential_PV | 5133 | 0
Residential_PV | 5134 | 0
Residential_PV | 5135 | 0
Residential_PV | 5136 | 0
Residential_PV | 5137 | 0
Residential_PV | 5138 | 0
Residential_PV | 5139 | 0
Residential_PV | 5140 | 0
Residential_PV | 5141 | 0
Residential_PV | 5142 | 0.0208
Residential_PV | 5143 | 0.1568
Residential_PV | 5144 | 0.3088
Residential_PV | 5145 | 0.4584
Residential_PV | 5146 | 0.5888
Residential_PV | 5147 | 0.6808
Residential_PV | 5148 | 0.7344
Residential_PV | 5149 | 0.7504
Residential_PV | 5150 | 0.708
Residential_PV | 5151 | 0.6232
Residential_PV | 5152 | 0.5056
Residential_PV | 5153 | 0.3672
Residential_PV | 5154 | 0.2088
Residential_PV | 5155 | 0.0376
Residential_PV | 5156 | 0
Residential_PV | 5157 | 0
Residential_PV | 5158 | 0
Residential_PV | 5159 | 0
Residential_PV | 5160 | 0
Residential_PV | 5161 | 0
Residential_PV | 5162 | 0
Residential_PV | 5163 | 0
Residential_PV | 5164 | 0
Residential_PV | 5165 | 0
Residential_PV | 5166 | 0.0184
Residential_PV | 5167 | 0.1512
Residential_PV | 5168 | 0.3032
Residential_PV | 5169 | 0.452
Residential_PV | 5170 | 0.5808
Residential_PV | 5171 | 0.6792
Residential_PV | 5172 | 0.7368
Residential_PV | 5173 | 0.7448
Residential_PV | 5174 | 0.7024
Residential_PV | 5175 | 0.6208
Residential_PV | 5176 | 0.4984
Residential_PV | 5177 | 0.3568
Residential_PV | 5178 | 0.2016
Residential_PV | 5179 | 0.0376
Residential_PV | 5180 | 0
Residential_PV | 5181 | 0
Residential_PV | 5182 | 0
Residential_PV | 5183 | 0
Residential_PV | 5184 | 0
Residential_PV | 5185 | 0
Residential_PV | 5186 | 0
Residential_PV | 5187 | 0
Residential_PV | 5188 | 0
Residential_PV | 5189 | 0
Residential_PV | 5190 | 0.0144
Residential_PV | 5191 | 0.1512
Residential_PV | 5192 | 0.3048
Residential_PV | 5193 | 0.4624
Residential_PV | 5194 | 0.592
Residential_PV | 5195 | 0.6848
Residential_PV | 5196 | 0.7432
Residential_PV | 5197 | 0.752
Residential_PV | 5198 | 0.7088
Residential_PV | 5199 | 0.6192
Residential_PV | 5200 | 0.496
Residential_PV | 5201 | 0.3528
Residential_PV | 5202 | 0.1728
Residential_PV | 5203 | 0.0368
Residential_PV | 5204 | 0
Residential_PV | 5205 | 0
Residential_PV | 5206 | 0
Residential_PV | 5207 | 0
Residential_PV | 5208 | 0
Residential_PV | 5209 | 0
Residential_PV | 5210 | 0
Residential_PV | 5211 | 0
Residential_PV | 5212 | 0
Residential_PV | 5213 | 0
Residential_PV | 5214 | 0.0136
Residential_PV | 5215 | 0.1432
Residential_PV | 5216 | 0.2952
Residential_PV | 5217 | 0.4256
Residential_PV | 5218 | 0.5776
Residential_PV | 5219 | 0.4072
Residential_PV | 5220 | 0.7096
Residential_PV | 5221 | 0.7296
Residential_PV | 5222 | 0.6064
Residential_PV | 5223 | 0.6144
Residential_PV | 5224 | 0.4944
Residential_PV | 5225 | 0.3544
Residential_PV | 5226 | 0.1984
Residential_PV | 5227 | 0.036
Residential_PV | 5228 | 0
Residential_PV | 5229 | 0
Residential_PV | 5230 | 0
Residential_PV | 5231 | 0
Residential_PV | 5232 | 0
Residential_PV | 5233 | 0
Residential_PV | 5234 | 0
Residential_PV | 5235 | 0
Residential_PV | 5236 | 0
Residential_PV | 5237 | 0
Residential_PV | 5238 | 0.012
Residential_PV | 5239 | 0.1408
Residential_PV | 5240 | 0.288
Residential_PV | 5241 | 0.3744
Residential_PV | 5242 | 0.4704
Residential_PV | 5243 | 0.4472
Residential_PV | 5244 | 0.672
Residential_PV | 5245 | 0.6632
Residential_PV | 5246 | 0.5472
Residential_PV | 5247 | 0.4968
Residential_PV | 5248 | 0.4344
Residential_PV | 5249 | 0.3464
Residential_PV | 5250 | 0.1776
Residential_PV | 5251 | 0.032
Residential_PV | 5252 | 0
Residential_PV | 5253 | 0
Residential_PV | 5254 | 0
Residential_PV | 5255 | 0
Residential_PV | 5256 | 0
Residential_PV | 5257 | 0
Residential_PV | 5258 | 0
Residential_PV | 5259 | 0
Residential_PV | 5260 | 0
Residential_PV | 5261 | 0
Residential_PV | 5262 | 0.0016
Residential_PV | 5263 | 0.0328
Residential_PV | 5264 | 0.0328
Residential_PV | 5265 | 0.2216
Residential_PV | 5266 | 0.3544
Residential_PV | 5267 | 0.476
Residential_PV | 5268 | 0.4904
Residential_PV | 5269 | 0.3536
Residential_PV | 5270 | 0.152
Residential_PV | 5271 | 0.5896
Residential_PV | 5272 | 0.5088
Residential_PV | 5273 | 0.34
Residential_PV | 5274 | 0.2048
Residential_PV | 5275 | 0.032
Residential_PV | 5276 | 0
Residential_PV | 5277 | 0
Residential_PV | 5278 | 0
Residential_PV | 5279 | 0
Residential_PV | 5280 | 0
Residential_PV | 5281 | 0
Residential_PV | 5282 | 0
Residential_PV | 5283 | 0
Residential_PV | 5284 | 0
Residential_PV | 5285 | 0
Residential_PV | 5286 | 0.0088
Residential_PV | 5287 | 0.1088
Residential_PV | 5288 | 0.3008
Residential_PV | 5289 | 0.3912
Residential_PV | 5290 | 0.4456
Residential_PV | 5291 | 0.5976
Residential_PV | 5292 | 0.6128
Residential_PV | 5293 | 0.644
Residential_PV | 5294 | 0.6712
Residential_PV | 5295 | 0.5848
Residential_PV | 5296 | 0.5016
Residential_PV | 5297 | 0.3592
Residential_PV | 5298 | 0.204
Residential_PV | 5299 | 0.0312
Residential_PV | 5300 | 0
Residential_PV | 5301 | 0
Residential_PV | 5302 | 0
Residential_PV | 5303 | 0
Residential_PV | 5304 | 0
Residential_PV | 5305 | 0
Residential_PV | 5306 | 0
Residential_PV | 5307 | 0
Residential_PV | 5308 | 0
Residential_PV | 5309 | 0
Residential_PV | 5310 | 0.0104
Residential_PV | 5311 | 0.1448
Residential_PV | 5312 | 0.2432
Residential_PV | 5313 | 0.3776
Residential_PV | 5314 | 0.4728
Residential_PV | 5315 | 0.6072
Residential_PV | 5316 | 0.632
Residential_PV | 5317 | 0.6912
Residential_PV | 5318 | 0.696
Residential_PV | 5319 | 0.616
Residential_PV | 5320 | 0.496
Residential_PV | 5321 | 0.3544
Residential_PV | 5322 | 0.1992
Residential_PV | 5323 | 0.0296
Residential_PV | 5324 | 0
Residential_PV | 5325 | 0
Residential_PV | 5326 | 0
Residential_PV | 5327 | 0
Residential_PV | 5328 | 0
Residential_PV | 5329 | 0
Residential_PV | 5330 | 0
Residential_PV | 5331 | 0
Residential_PV | 5332 | 0
Residential_PV | 5333 | 0
Residential_PV | 5334 | 0.0072
Residential_PV | 5335 | 0.1496
Residential_PV | 5336 | 0.3056
Residential_PV | 5337 | 0.452
Residential_PV | 5338 | 0.5856
Residential_PV | 5339 | 0.6832
Residential_PV | 5340 | 0.7344
Residential_PV | 5341 | 0.7456
Residential_PV | 5342 | 0.7016
Residential_PV | 5343 | 0.6176
Residential_PV | 5344 | 0.4968
Residential_PV | 5345 | 0.356
Residential_PV | 5346 | 0.1976
Residential_PV | 5347 | 0.0288
Residential_PV | 5348 | 0
Residential_PV | 5349 | 0
Residential_PV | 5350 | 0
Residential_PV | 5351 | 0
Residential_PV | 5352 | 0
Residential_PV | 5353 | 0
Residential_PV | 5354 | 0
Residential_PV | 5355 | 0
Residential_PV | 5356 | 0
Residential_PV | 5357 | 0
Residential_PV | 5358 | 0.008
Residential_PV | 5359 | 0.1472
Residential_PV | 5360 | 0.3016
Residential_PV | 5361 | 0.4504
Residential_PV | 5362 | 0.584
Residential_PV | 5363 | 0.6744
Residential_PV | 5364 | 0.736
Residential_PV | 5365 | 0.74
Residential_PV | 5366 | 0.692
Residential_PV | 5367 | 0.612
Residential_PV | 5368 | 0.4888
Residential_PV | 5369 | 0.332
Residential_PV | 5370 | 0.1896
Residential_PV | 5371 | 0.028
Residential_PV | 5372 | 0
Residential_PV | 5373 | 0
Residential_PV | 5374 | 0
Residential_PV | 5375 | 0
Residential_PV | 5376 | 0
Residential_PV | 5377 | 0
Residential_PV | 5378 | 0
Residential_PV | 5379 | 0
Residential_PV | 5380 | 0
Residential_PV | 5381 | 0
Residential_PV | 5382 | 0
Residential_PV | 5383 | 0.1376
Residential_PV | 5384 | 0.2744
Residential_PV | 5385 | 0.4144
Residential_PV | 5386 | 0.4376
Residential_PV | 5387 | 0.088
Residential_PV | 5388 | 0.124
Residential_PV | 5389 | 0.2456
Residential_PV | 5390 | 0.0928
Residential_PV | 5391 | 0.1168
Residential_PV | 5392 | 0.18
Residential_PV | 5393 | 0.2208
Residential_PV | 5394 | 0.0928
Residential_PV | 5395 | 0.0272
Residential_PV | 5396 | 0
Residential_PV | 5397 | 0
Residential_PV | 5398 | 0
Residential_PV | 5399 | 0
Residential_PV | 5400 | 0
Residential_PV | 5401 | 0
Residential_PV | 5402 | 0
Residential_PV | 5403 | 0
Residential_PV | 5404 | 0
Residential_PV | 5405 | 0
Residential_PV | 5406 | 0
Residential_PV | 5407 | 0.1368
Residential_PV | 5408 | 0.296
Residential_PV | 5409 | 0.444
Residential_PV | 5410 | 0.5776
Residential_PV | 5411 | 0.6672
Residential_PV | 5412 | 0.7248
Residential_PV | 5413 | 0.732
Residential_PV | 5414 | 0.688
Residential_PV | 5415 | 0.604
Residential_PV | 5416 | 0.484
Residential_PV | 5417 | 0.3416
Residential_PV | 5418 | 0.184
Residential_PV | 5419 | 0.0264
Residential_PV | 5420 | 0
Residential_PV | 5421 | 0
Residential_PV | 5422 | 0
Residential_PV | 5423 | 0
Residential_PV | 5424 | 0
Residential_PV | 5425 | 0
Residential_PV | 5426 | 0
Residential_PV | 5427 | 0
Residential_PV | 5428 | 0
Residential_PV | 5429 | 0
Residential_PV | 5430 | 0
Residential_PV | 5431 | 0.1328
Residential_PV | 5432 | 0.2912
Residential_PV | 5433 | 0.44
Residential_PV | 5434 | 0.5688
Residential_PV | 5435 | 0.6616
Residential_PV | 5436 | 0.7192
Residential_PV | 5437 | 0.7304
Residential_PV | 5438 | 0.6856
Residential_PV | 5439 | 0.6016
Residential_PV | 5440 | 0.4808
Residential_PV | 5441 | 0.3368
Residential_PV | 5442 | 0.1808
Residential_PV | 5443 | 0.0256
Residential_PV | 5444 | 0
Residential_PV | 5445 | 0
Residential_PV | 5446 | 0
Residential_PV | 5447 | 0
Residential_PV | 5448 | 0
Residential_PV | 5449 | 0
Residential_PV | 5450 | 0
Residential_PV | 5451 | 0
Residential_PV | 5452 | 0
Residential_PV | 5453 | 0
Residential_PV | 5454 | 0
Residential_PV | 5455 | 0.1344
Residential_PV | 5456 | 0.24
Residential_PV | 5457 | 0.368
Residential_PV | 5458 | 0.5456
Residential_PV | 5459 | 0.6272
Residential_PV | 5460 | 0.6656
Residential_PV | 5461 | 0.6528
Residential_PV | 5462 | 0.6088
Residential_PV | 5463 | 0.5928
Residential_PV | 5464 | 0.4808
Residential_PV | 5465 | 0.336
Residential_PV | 5466 | 0.1792
Residential_PV | 5467 | 0.024
Residential_PV | 5468 | 0
Residential_PV | 5469 | 0
Residential_PV | 5470 | 0
Residential_PV | 5471 | 0
Residential_PV | 5472 | 0
Residential_PV | 5473 | 0
Residential_PV | 5474 | 0
Residential_PV | 5475 | 0
Residential_PV | 5476 | 0
Residential_PV | 5477 | 0
Residential_PV | 5478 | 0
Residential_PV | 5479 | 0.0904
Residential_PV | 5480 | 0.2024
Residential_PV | 5481 | 0.436
Residential_PV | 5482 | 0.3296
Residential_PV | 5483 | 0.5848
Residential_PV | 5484 | 0.668
Residential_PV | 5485 | 0.6304
Residential_PV | 5486 | 0.644
Residential_PV | 5487 | 0.5832
Residential_PV | 5488 | 0.4544
Residential_PV | 5489 | 0.2912
Residential_PV | 5490 | 0.1632
Residential_PV | 5491 | 0.0224
Residential_PV | 5492 | 0
Residential_PV | 5493 | 0
Residential_PV | 5494 | 0
Residential_PV | 5495 | 0
Residential_PV | 5496 | 0
Residential_PV | 5497 | 0
Residential_PV | 5498 | 0
Residential_PV | 5499 | 0
Residential_PV | 5500 | 0
Residential_PV | 5501 | 0
Residential_PV | 5502 | 0
Residential_PV | 5503 | 0.1256
Residential_PV | 5504 | 0.28
Residential_PV | 5505 | 0.39084
Residential_PV | 5506 | 0.50436
Residential_PV | 5507 | 0.59428
Residential_PV | 5508 | 0.65628
Residential_PV | 5509 | 0.708
Residential_PV | 5510 | 0.664
Residential_PV | 5511 | 0.584
Residential_PV | 5512 | 0.4696
Residential_PV | 5513 | 0.3208
Residential_PV | 5514 | 0.1704
Residential_PV | 5515 | 0.0208
Residential_PV | 5516 | 0
Residential_PV | 5517 | 0
Residential_PV | 5518 | 0
Residential_PV | 5519 | 0
Residential_PV | 5520 | 0
Residential_PV | 5521 | 0
Residential_PV | 5522 | 0
Residential_PV | 5523 | 0
Residential_PV | 5524 | 0
Residential_PV | 5525 | 0
Residential_PV | 5526 | 0
Residential_PV | 5527 | 0.1288
Residential_PV | 5528 | 0.2848
Residential_PV | 5529 | 0.4344
Residential_PV | 5530 | 0.5584
Residential_PV | 5531 | 0.6144
Residential_PV | 5532 | 0.7304
Residential_PV | 5533 | 0.7256
Residential_PV | 5534 | 0.68
Residential_PV | 5535 | 0.6136
Residential_PV | 5536 | 0.4616
Residential_PV | 5537 | 0.3192
Residential_PV | 5538 | 0.164
Residential_PV | 5539 | 0.0152
Residential_PV | 5540 | 0
Residential_PV | 5541 | 0
Residential_PV | 5542 | 0
Residential_PV | 5543 | 0
Residential_PV | 5544 | 0
Residential_PV | 5545 | 0
Residential_PV | 5546 | 0
Residential_PV | 5547 | 0
Residential_PV | 5548 | 0
Residential_PV | 5549 | 0
Residential_PV | 5550 | 0
Residential_PV | 5551 | 0.1248
Residential_PV | 5552 | 0.2776
Residential_PV | 5553 | 0.4184
Residential_PV | 5554 | 0.5416
Residential_PV | 5555 | 0.3608
Residential_PV | 5556 | 0.6976
Residential_PV | 5557 | 0.684
Residential_PV | 5558 | 0.6296
Residential_PV | 5559 | 0.5824
Residential_PV | 5560 | 0.464
Residential_PV | 5561 | 0.3216
Residential_PV | 5562 | 0.1664
Residential_PV | 5563 | 0.0184
Residential_PV | 5564 | 0
Residential_PV | 5565 | 0
Residential_PV | 5566 | 0
Residential_PV | 5567 | 0
Residential_PV | 5568 | 0
Residential_PV | 5569 | 0
Residential_PV | 5570 | 0
Residential_PV | 5571 | 0
Residential_PV | 5572 | 0
Residential_PV | 5573 | 0
Residential_PV | 5574 | 0
Residential_PV | 5575 | 0.1248
Residential_PV | 5576 | 0.2808
Residential_PV | 5577 | 0.428
Residential_PV | 5578 | 0.5576
Residential_PV | 5579 | 0.6464
Residential_PV | 5580 | 0.6992
Residential_PV | 5581 | 0.7016
Residential_PV | 5582 | 0.664
Residential_PV | 5583 | 0.5824
Residential_PV | 5584 | 0.4608
Residential_PV | 5585 | 0.3168
Residential_PV | 5586 | 0.1608
Residential_PV | 5587 | 0.016
Residential_PV | 5588 | 0
Residential_PV | 5589 | 0
Residential_PV | 5590 | 0
Residential_PV | 5591 | 0
Residential_PV | 5592 | 0
Residential_PV | 5593 | 0
Residential_PV | 5594 | 0
Residential_PV | 5595 | 0
Residential_PV | 5596 | 0
Residential_PV | 5597 | 0
Residential_PV | 5598 | 0
Residential_PV | 5599 | 0.124
Residential_PV | 5600 | 0.28
Residential_PV | 5601 | 0.4336
Residential_PV | 5602 | 0.5648
Residential_PV | 5603 | 0.6552
Residential_PV | 5604 | 0.7008
Residential_PV | 5605 | 0.7112
Residential_PV | 5606 | 0.6656
Residential_PV | 5607 | 0.5928
Residential_PV | 5608 | 0.4656
Residential_PV | 5609 | 0.3168
Residential_PV | 5610 | 0.1584
Residential_PV | 5611 | 0.0152
Residential_PV | 5612 | 0
Residential_PV | 5613 | 0
Residential_PV | 5614 | 0
Residential_PV | 5615 | 0
Residential_PV | 5616 | 0
Residential_PV | 5617 | 0
Residential_PV | 5618 | 0
Residential_PV | 5619 | 0
Residential_PV | 5620 | 0
Residential_PV | 5621 | 0
Residential_PV | 5622 | 0
Residential_PV | 5623 | 0.116
Residential_PV | 5624 | 0.2688
Residential_PV | 5625 | 0.42
Residential_PV | 5626 | 0.5512
Residential_PV | 5627 | 0.6424
Residential_PV | 5628 | 0.68
Residential_PV | 5629 | 0.6344
Residential_PV | 5630 | 0.6336
Residential_PV | 5631 | 0.58
Residential_PV | 5632 | 0.4544
Residential_PV | 5633 | 0.308
Residential_PV | 5634 | 0.1504
Residential_PV | 5635 | 0.0128
Residential_PV | 5636 | 0
Residential_PV | 5637 | 0
Residential_PV | 5638 | 0
Residential_PV | 5639 | 0
Residential_PV | 5640 | 0
Residential_PV | 5641 | 0
Residential_PV | 5642 | 0
Residential_PV | 5643 | 0
Residential_PV | 5644 | 0
Residential_PV | 5645 | 0
Residential_PV | 5646 | 0
Residential_PV | 5647 | 0.112
Residential_PV | 5648 | 0.2656
Residential_PV | 5649 | 0.4176
Residential_PV | 5650 | 0.5488
Residential_PV | 5651 | 0.5512
Residential_PV | 5652 | 0.6656
Residential_PV | 5653 | 0.5896
Residential_PV | 5654 | 0.5216
Residential_PV | 5655 | 0.4408
Residential_PV | 5656 | 0.2872
Residential_PV | 5657 | 0.2272
Residential_PV | 5658 | 0.1152
Residential_PV | 5659 | 0.0112
Residential_PV | 5660 | 0
Residential_PV | 5661 | 0
Residential_PV | 5662 | 0
Residential_PV | 5663 | 0
Residential_PV | 5664 | 0
Residential_PV | 5665 | 0
Residential_PV | 5666 | 0
Residential_PV | 5667 | 0
Residential_PV | 5668 | 0
Residential_PV | 5669 | 0
Residential_PV | 5670 | 0
Residential_PV | 5671 | 0.1128
Residential_PV | 5672 | 0.2144
Residential_PV | 5673 | 0.236
Residential_PV | 5674 | 0.1944
Residential_PV | 5675 | 0.3864
Residential_PV | 5676 | 0.3344
Residential_PV | 5677 | 0.2064
Residential_PV | 5678 | 0.208
Residential_PV | 5679 | 0.2056
Residential_PV | 5680 | 0.2008
Residential_PV | 5681 | 0.1536
Residential_PV | 5682 | 0.0616
Residential_PV | 5683 | 0.0088
Residential_PV | 5684 | 0
Residential_PV | 5685 | 0
Residential_PV | 5686 | 0
Residential_PV | 5687 | 0
Residential_PV | 5688 | 0
Residential_PV | 5689 | 0
Residential_PV | 5690 | 0
Residential_PV | 5691 | 0
Residential_PV | 5692 | 0
Residential_PV | 5693 | 0
Residential_PV | 5694 | 0
Residential_PV | 5695 | 0.0144
Residential_PV | 5696 | 0.032
Residential_PV | 5697 | 0.0416
Residential_PV | 5698 | 0.0496
Residential_PV | 5699 | 0.0632
Residential_PV | 5700 | 0.0728
Residential_PV | 5701 | 0.1424
Residential_PV | 5702 | 0.2112
Residential_PV | 5703 | 0.0792
Residential_PV | 5704 | 0.0752
Residential_PV | 5705 | 0.2784
Residential_PV | 5706 | 0.144
Residential_PV | 5707 | 0.0096
Residential_PV | 5708 | 0
Residential_PV | 5709 | 0
Residential_PV | 5710 | 0
Residential_PV | 5711 | 0
Residential_PV | 5712 | 0
Residential_PV | 5713 | 0
Residential_PV | 5714 | 0
Residential_PV | 5715 | 0
Residential_PV | 5716 | 0
Residential_PV | 5717 | 0
Residential_PV | 5718 | 0
Residential_PV | 5719 | 0.0224
Residential_PV | 5720 | 0.0992
Residential_PV | 5721 | 0.3888
Residential_PV | 5722 | 0.4704
Residential_PV | 5723 | 0.6168
Residential_PV | 5724 | 0.4992
Residential_PV | 5725 | 0.6176
Residential_PV | 5726 | 0.5832
Residential_PV | 5727 | 0.524
Residential_PV | 5728 | 0.3416
Residential_PV | 5729 | 0.2816
Residential_PV | 5730 | 0.1384
Residential_PV | 5731 | 0
Residential_PV | 5732 | 0
Residential_PV | 5733 | 0
Residential_PV | 5734 | 0
Residential_PV | 5735 | 0
Residential_PV | 5736 | 0
Residential_PV | 5737 | 0
Residential_PV | 5738 | 0
Residential_PV | 5739 | 0
Residential_PV | 5740 | 0
Residential_PV | 5741 | 0
Residential_PV | 5742 | 0
Residential_PV | 5743 | 0.096
Residential_PV | 5744 | 0.1952
Residential_PV | 5745 | 0.212
Residential_PV | 5746 | 0.1184
Residential_PV | 5747 | 0.516
Residential_PV | 5748 | 0.6912
Residential_PV | 5749 | 0.5392
Residential_PV | 5750 | 0.6488
Residential_PV | 5751 | 0.5704
Residential_PV | 5752 | 0.4456
Residential_PV | 5753 | 0.2952
Residential_PV | 5754 | 0.1368
Residential_PV | 5755 | 0
Residential_PV | 5756 | 0
Residential_PV | 5757 | 0
Residential_PV | 5758 | 0
Residential_PV | 5759 | 0
Residential_PV | 5760 | 0
Residential_PV | 5761 | 0
Residential_PV | 5762 | 0
Residential_PV | 5763 | 0
Residential_PV | 5764 | 0
Residential_PV | 5765 | 0
Residential_PV | 5766 | 0
Residential_PV | 5767 | 0.072
Residential_PV | 5768 | 0.1488
Residential_PV | 5769 | 0.0832
Residential_PV | 5770 | 0.4488
Residential_PV | 5771 | 0.6336
Residential_PV | 5772 | 0.6848
Residential_PV | 5773 | 0.6896
Residential_PV | 5774 | 0.6528
Residential_PV | 5775 | 0.5672
Residential_PV | 5776 | 0.4368
Residential_PV | 5777 | 0.2904
Residential_PV | 5778 | 0.1304
Residential_PV | 5779 | 0
Residential_PV | 5780 | 0
Residential_PV | 5781 | 0
Residential_PV | 5782 | 0
Residential_PV | 5783 | 0
Residential_PV | 5784 | 0
Residential_PV | 5785 | 0
Residential_PV | 5786 | 0
Residential_PV | 5787 | 0
Residential_PV | 5788 | 0
Residential_PV | 5789 | 0
Residential_PV | 5790 | 0
Residential_PV | 5791 | 0.1024
Residential_PV | 5792 | 0.1704
Residential_PV | 5793 | 0.2952
Residential_PV | 5794 | 0.4056
Residential_PV | 5795 | 0.2312
Residential_PV | 5796 | 0.2576
Residential_PV | 5797 | 0.516
Residential_PV | 5798 | 0.5328
Residential_PV | 5799 | 0.2976
Residential_PV | 5800 | 0.324
Residential_PV | 5801 | 0.208
Residential_PV | 5802 | 0.108
Residential_PV | 5803 | 0
Residential_PV | 5804 | 0
Residential_PV | 5805 | 0
Residential_PV | 5806 | 0
Residential_PV | 5807 | 0
Residential_PV | 5808 | 0
Residential_PV | 5809 | 0
Residential_PV | 5810 | 0
Residential_PV | 5811 | 0
Residential_PV | 5812 | 0
Residential_PV | 5813 | 0
Residential_PV | 5814 | 0
Residential_PV | 5815 | 0.1016
Residential_PV | 5816 | 0.2568
Residential_PV | 5817 | 0.4072
Residential_PV | 5818 | 0.54
Residential_PV | 5819 | 0.632
Residential_PV | 5820 | 0.676
Residential_PV | 5821 | 0.676
Residential_PV | 5822 | 0.5656
Residential_PV | 5823 | 0.5576
Residential_PV | 5824 | 0.4296
Residential_PV | 5825 | 0.2808
Residential_PV | 5826 | 0.1224
Residential_PV | 5827 | 0
Residential_PV | 5828 | 0
Residential_PV | 5829 | 0
Residential_PV | 5830 | 0
Residential_PV | 5831 | 0
Residential_PV | 5832 | 0
Residential_PV | 5833 | 0
Residential_PV | 5834 | 0
Residential_PV | 5835 | 0
Residential_PV | 5836 | 0
Residential_PV | 5837 | 0
Residential_PV | 5838 | 0
Residential_PV | 5839 | 0.0984
Residential_PV | 5840 | 0.256
Residential_PV | 5841 | 0.32
Residential_PV | 5842 | 0.2688
Residential_PV | 5843 | 0.2352
Residential_PV | 5844 | 0.2584
Residential_PV | 5845 | 0.2328
Residential_PV | 5846 | 0.5688
Residential_PV | 5847 | 0.2264
Residential_PV | 5848 | 0.3616
Residential_PV | 5849 | 0.2552
Residential_PV | 5850 | 0.056
Residential_PV | 5851 | 0
Residential_PV | 5852 | 0
Residential_PV | 5853 | 0
Residential_PV | 5854 | 0
Residential_PV | 5855 | 0
Residential_PV | 5856 | 0
Residential_PV | 5857 | 0
Residential_PV | 5858 | 0
Residential_PV | 5859 | 0
Residential_PV | 5860 | 0
Residential_PV | 5861 | 0
Residential_PV | 5862 | 0
Residential_PV | 5863 | 0.0592
Residential_PV | 5864 | 0.196
Residential_PV | 5865 | 0.2216
Residential_PV | 5866 | 0.0816
Residential_PV | 5867 | 0.0648
Residential_PV | 5868 | 0.0672
Residential_PV | 5869 | 0.0616
Residential_PV | 5870 | 0.3672
Residential_PV | 5871 | 0.084
Residential_PV | 5872 | 0.3392
Residential_PV | 5873 | 0.164
Residential_PV | 5874 | 0.064
Residential_PV | 5875 | 0
Residential_PV | 5876 | 0
Residential_PV | 5877 | 0
Residential_PV | 5878 | 0
Residential_PV | 5879 | 0
Residential_PV | 5880 | 0
Residential_PV | 5881 | 0
Residential_PV | 5882 | 0
Residential_PV | 5883 | 0
Residential_PV | 5884 | 0
Residential_PV | 5885 | 0
Residential_PV | 5886 | 0
Residential_PV | 5887 | 0.0912
Residential_PV | 5888 | 0.2328
Residential_PV | 5889 | 0.096
Residential_PV | 5890 | 0.048
Residential_PV | 5891 | 0.1016
Residential_PV | 5892 | 0.468
Residential_PV | 5893 | 0.2536
Residential_PV | 5894 | 0.5408
Residential_PV | 5895 | 0.3928
Residential_PV | 5896 | 0.3616
Residential_PV | 5897 | 0.0712
Residential_PV | 5898 | 0.0584
Residential_PV | 5899 | 0
Residential_PV | 5900 | 0
Residential_PV | 5901 | 0
Residential_PV | 5902 | 0
Residential_PV | 5903 | 0
Residential_PV | 5904 | 0
Residential_PV | 5905 | 0
Residential_PV | 5906 | 0
Residential_PV | 5907 | 0
Residential_PV | 5908 | 0
Residential_PV | 5909 | 0
Residential_PV | 5910 | 0
Residential_PV | 5911 | 0.0856
Residential_PV | 5912 | 0.252
Residential_PV | 5913 | 0.4048
Residential_PV | 5914 | 0.5392
Residential_PV | 5915 | 0.6112
Residential_PV | 5916 | 0.6888
Residential_PV | 5917 | 0.7064
Residential_PV | 5918 | 0.644
Residential_PV | 5919 | 0.4296
Residential_PV | 5920 | 0.2088
Residential_PV | 5921 | 0.092
Residential_PV | 5922 | 0.0568
Residential_PV | 5923 | 0
Residential_PV | 5924 | 0
Residential_PV | 5925 | 0
Residential_PV | 5926 | 0
Residential_PV | 5927 | 0
Residential_PV | 5928 | 0
Residential_PV | 5929 | 0
Residential_PV | 5930 | 0
Residential_PV | 5931 | 0
Residential_PV | 5932 | 0
Residential_PV | 5933 | 0
Residential_PV | 5934 | 0
Residential_PV | 5935 | 0.0688
Residential_PV | 5936 | 0.1688
Residential_PV | 5937 | 0.3192
Residential_PV | 5938 | 0.3832
Residential_PV | 5939 | 0.5352
Residential_PV | 5940 | 0.6104
Residential_PV | 5941 | 0.3016
Residential_PV | 5942 | 0.2096
Residential_PV | 5943 | 0.0752
Residential_PV | 5944 | 0.2872
Residential_PV | 5945 | 0.2584
Residential_PV | 5946 | 0.0464
Residential_PV | 5947 | 0
Residential_PV | 5948 | 0
Residential_PV | 5949 | 0
Residential_PV | 5950 | 0
Residential_PV | 5951 | 0
Residential_PV | 5952 | 0
Residential_PV | 5953 | 0
Residential_PV | 5954 | 0
Residential_PV | 5955 | 0
Residential_PV | 5956 | 0
Residential_PV | 5957 | 0
Residential_PV | 5958 | 0
Residential_PV | 5959 | 0.0896
Residential_PV | 5960 | 0.2464
Residential_PV | 5961 | 0.396
Residential_PV | 5962 | 0.5104
Residential_PV | 5963 | 0.5176
Residential_PV | 5964 | 0.5736
Residential_PV | 5965 | 0.6024
Residential_PV | 5966 | 0.6208
Residential_PV | 5967 | 0.5272
Residential_PV | 5968 | 0.4048
Residential_PV | 5969 | 0.2544
Residential_PV | 5970 | 0.0528
Residential_PV | 5971 | 0
Residential_PV | 5972 | 0
Residential_PV | 5973 | 0
Residential_PV | 5974 | 0
Residential_PV | 5975 | 0
Residential_PV | 5976 | 0
Residential_PV | 5977 | 0
Residential_PV | 5978 | 0
Residential_PV | 5979 | 0
Residential_PV | 5980 | 0
Residential_PV | 5981 | 0
Residential_PV | 5982 | 0
Residential_PV | 5983 | 0.088
Residential_PV | 5984 | 0.2464
Residential_PV | 5985 | 0.384
Residential_PV | 5986 | 0.5032
Residential_PV | 5987 | 0.556
Residential_PV | 5988 | 0.5536
Residential_PV | 5989 | 0.5792
Residential_PV | 5990 | 0.5672
Residential_PV | 5991 | 0.4336
Residential_PV | 5992 | 0.3992
Residential_PV | 5993 | 0.1664
Residential_PV | 5994 | 0.048
Residential_PV | 5995 | 0
Residential_PV | 5996 | 0
Residential_PV | 5997 | 0
Residential_PV | 5998 | 0
Residential_PV | 5999 | 0
Residential_PV | 6000 | 0
Residential_PV | 6001 | 0
Residential_PV | 6002 | 0
Residential_PV | 6003 | 0
Residential_PV | 6004 | 0
Residential_PV | 6005 | 0
Residential_PV | 6006 | 0
Residential_PV | 6007 | 0.088
Residential_PV | 6008 | 0.2424
Residential_PV | 6009 | 0.3896
Residential_PV | 6010 | 0.5296
Residential_PV | 6011 | 0.6256
Residential_PV | 6012 | 0.6912
Residential_PV | 6013 | 0.6928
Residential_PV | 6014 | 0.636
Residential_PV | 6015 | 0.5272
Residential_PV | 6016 | 0.4008
Residential_PV | 6017 | 0.2472
Residential_PV | 6018 | 0.0456
Residential_PV | 6019 | 0
Residential_PV | 6020 | 0
Residential_PV | 6021 | 0
Residential_PV | 6022 | 0
Residential_PV | 6023 | 0
Residential_PV | 6024 | 0
Residential_PV | 6025 | 0
Residential_PV | 6026 | 0
Residential_PV | 6027 | 0
Residential_PV | 6028 | 0
Residential_PV | 6029 | 0
Residential_PV | 6030 | 0
Residential_PV | 6031 | 0.0544
Residential_PV | 6032 | 0.1552
Residential_PV | 6033 | 0.3616
Residential_PV | 6034 | 0.4368
Residential_PV | 6035 | 0.4248
Residential_PV | 6036 | 0.4184
Residential_PV | 6037 | 0.2608
Residential_PV | 6038 | 0.108
Residential_PV | 6039 | 0.0464
Residential_PV | 6040 | 0.0712
Residential_PV | 6041 | 0.1112
Residential_PV | 6042 | 0.0512
Residential_PV | 6043 | 0
Residential_PV | 6044 | 0
Residential_PV | 6045 | 0
Residential_PV | 6046 | 0
Residential_PV | 6047 | 0
Residential_PV | 6048 | 0
Residential_PV | 6049 | 0
Residential_PV | 6050 | 0
Residential_PV | 6051 | 0
Residential_PV | 6052 | 0
Residential_PV | 6053 | 0
Residential_PV | 6054 | 0
Residential_PV | 6055 | 0.0504
Residential_PV | 6056 | 0.1504
Residential_PV | 6057 | 0.2616
Residential_PV | 6058 | 0.3896
Residential_PV | 6059 | 0.3432
Residential_PV | 6060 | 0.4232
Residential_PV | 6061 | 0.4824
Residential_PV | 6062 | 0.6224
Residential_PV | 6063 | 0.5144
Residential_PV | 6064 | 0.3904
Residential_PV | 6065 | 0.2368
Residential_PV | 6066 | 0.04
Residential_PV | 6067 | 0
Residential_PV | 6068 | 0
Residential_PV | 6069 | 0
Residential_PV | 6070 | 0
Residential_PV | 6071 | 0
Residential_PV | 6072 | 0
Residential_PV | 6073 | 0
Residential_PV | 6074 | 0
Residential_PV | 6075 | 0
Residential_PV | 6076 | 0
Residential_PV | 6077 | 0
Residential_PV | 6078 | 0
Residential_PV | 6079 | 0.0272
Residential_PV | 6080 | 0.2096
Residential_PV | 6081 | 0.3784
Residential_PV | 6082 | 0.516
Residential_PV | 6083 | 0.5496
Residential_PV | 6084 | 0.3552
Residential_PV | 6085 | 0.5976
Residential_PV | 6086 | 0.56
Residential_PV | 6087 | 0.26
Residential_PV | 6088 | 0.3408
Residential_PV | 6089 | 0.1784
Residential_PV | 6090 | 0.0472
Residential_PV | 6091 | 0
Residential_PV | 6092 | 0
Residential_PV | 6093 | 0
Residential_PV | 6094 | 0
Residential_PV | 6095 | 0
Residential_PV | 6096 | 0
Residential_PV | 6097 | 0
Residential_PV | 6098 | 0
Residential_PV | 6099 | 0
Residential_PV | 6100 | 0
Residential_PV | 6101 | 0
Residential_PV | 6102 | 0
Residential_PV | 6103 | 0.0712
Residential_PV | 6104 | 0.2216
Residential_PV | 6105 | 0.3312
Residential_PV | 6106 | 0.5056
Residential_PV | 6107 | 0.596
Residential_PV | 6108 | 0.6344
Residential_PV | 6109 | 0.6544
Residential_PV | 6110 | 0.4944
Residential_PV | 6111 | 0.5008
Residential_PV | 6112 | 0.3472
Residential_PV | 6113 | 0.2032
Residential_PV | 6114 | 0.0088
Residential_PV | 6115 | 0
Residential_PV | 6116 | 0
Residential_PV | 6117 | 0
Residential_PV | 6118 | 0
Residential_PV | 6119 | 0
Residential_PV | 6120 | 0
Residential_PV | 6121 | 0
Residential_PV | 6122 | 0
Residential_PV | 6123 | 0
Residential_PV | 6124 | 0
Residential_PV | 6125 | 0
Residential_PV | 6126 | 0
Residential_PV | 6127 | 0.0608
Residential_PV | 6128 | 0.1504
Residential_PV | 6129 | 0.3632
Residential_PV | 6130 | 0.5056
Residential_PV | 6131 | 0.6048
Residential_PV | 6132 | 0.6512
Residential_PV | 6133 | 0.628
Residential_PV | 6134 | 0.5312
Residential_PV | 6135 | 0.5048
Residential_PV | 6136 | 0.372
Residential_PV | 6137 | 0.2152
Residential_PV | 6138 | 0.0424
Residential_PV | 6139 | 0
Residential_PV | 6140 | 0
Residential_PV | 6141 | 0
Residential_PV | 6142 | 0
Residential_PV | 6143 | 0
Residential_PV | 6144 | 0
Residential_PV | 6145 | 0
Residential_PV | 6146 | 0
Residential_PV | 6147 | 0
Residential_PV | 6148 | 0
Residential_PV | 6149 | 0
Residential_PV | 6150 | 0
Residential_PV | 6151 | 0.072
Residential_PV | 6152 | 0.2224
Residential_PV | 6153 | 0.3592
Residential_PV | 6154 | 0.4232
Residential_PV | 6155 | 0.4208
Residential_PV | 6156 | 0.5856
Residential_PV | 6157 | 0.3944
Residential_PV | 6158 | 0.576
Residential_PV | 6159 | 0.4568
Residential_PV | 6160 | 0.3808
Residential_PV | 6161 | 0.1832
Residential_PV | 6162 | 0.0376
Residential_PV | 6163 | 0
Residential_PV | 6164 | 0
Residential_PV | 6165 | 0
Residential_PV | 6166 | 0
Residential_PV | 6167 | 0
Residential_PV | 6168 | 0
Residential_PV | 6169 | 0
Residential_PV | 6170 | 0
Residential_PV | 6171 | 0
Residential_PV | 6172 | 0
Residential_PV | 6173 | 0
Residential_PV | 6174 | 0
Residential_PV | 6175 | 0.0512
Residential_PV | 6176 | 0.2024
Residential_PV | 6177 | 0.2352
Residential_PV | 6178 | 0.392
Residential_PV | 6179 | 0.4808
Residential_PV | 6180 | 0.4696
Residential_PV | 6181 | 0.608
Residential_PV | 6182 | 0.5696
Residential_PV | 6183 | 0.4632
Residential_PV | 6184 | 0.352
Residential_PV | 6185 | 0.1952
Residential_PV | 6186 | 0.0376
Residential_PV | 6187 | 0
Residential_PV | 6188 | 0
Residential_PV | 6189 | 0
Residential_PV | 6190 | 0
Residential_PV | 6191 | 0
Residential_PV | 6192 | 0
Residential_PV | 6193 | 0
Residential_PV | 6194 | 0
Residential_PV | 6195 | 0
Residential_PV | 6196 | 0
Residential_PV | 6197 | 0
Residential_PV | 6198 | 0
Residential_PV | 6199 | 0.0584
Residential_PV | 6200 | 0.2136
Residential_PV | 6201 | 0.3688
Residential_PV | 6202 | 0.4976
Residential_PV | 6203 | 0.4904
Residential_PV | 6204 | 0.5792
Residential_PV | 6205 | 0.5944
Residential_PV | 6206 | 0.5208
Residential_PV | 6207 | 0.4672
Residential_PV | 6208 | 0.3608
Residential_PV | 6209 | 0.208
Residential_PV | 6210 | 0.036
Residential_PV | 6211 | 0
Residential_PV | 6212 | 0
Residential_PV | 6213 | 0
Residential_PV | 6214 | 0
Residential_PV | 6215 | 0
Residential_PV | 6216 | 0
Residential_PV | 6217 | 0
Residential_PV | 6218 | 0
Residential_PV | 6219 | 0
Residential_PV | 6220 | 0
Residential_PV | 6221 | 0
Residential_PV | 6222 | 0
Residential_PV | 6223 | 0.0648
Residential_PV | 6224 | 0.2144
Residential_PV | 6225 | 0.3248
Residential_PV | 6226 | 0.4696
Residential_PV | 6227 | 0.536
Residential_PV | 6228 | 0.5728
Residential_PV | 6229 | 0.6232
Residential_PV | 6230 | 0.5528
Residential_PV | 6231 | 0.4952
Residential_PV | 6232 | 0.3032
Residential_PV | 6233 | 0.1936
Residential_PV | 6234 | 0.032
Residential_PV | 6235 | 0
Residential_PV | 6236 | 0
Residential_PV | 6237 | 0
Residential_PV | 6238 | 0
Residential_PV | 6239 | 0
Residential_PV | 6240 | 0
Residential_PV | 6241 | 0
Residential_PV | 6242 | 0
Residential_PV | 6243 | 0
Residential_PV | 6244 | 0
Residential_PV | 6245 | 0
Residential_PV | 6246 | 0
Residential_PV | 6247 | 0.0208
Residential_PV | 6248 | 0.0368
Residential_PV | 6249 | 0.3792
Residential_PV | 6250 | 0.444
Residential_PV | 6251 | 0.512
Residential_PV | 6252 | 0.6056
Residential_PV | 6253 | 0.6
Residential_PV | 6254 | 0.5696
Residential_PV | 6255 | 0.4712
Residential_PV | 6256 | 0.352
Residential_PV | 6257 | 0.2096
Residential_PV | 6258 | 0.028
Residential_PV | 6259 | 0
Residential_PV | 6260 | 0
Residential_PV | 6261 | 0
Residential_PV | 6262 | 0
Residential_PV | 6263 | 0
Residential_PV | 6264 | 0
Residential_PV | 6265 | 0
Residential_PV | 6266 | 0
Residential_PV | 6267 | 0
Residential_PV | 6268 | 0
Residential_PV | 6269 | 0
Residential_PV | 6270 | 0
Residential_PV | 6271 | 0.0392
Residential_PV | 6272 | 0.2008
Residential_PV | 6273 | 0.2624
Residential_PV | 6274 | 0.348
Residential_PV | 6275 | 0.4104
Residential_PV | 6276 | 0.5696
Residential_PV | 6277 | 0.5168
Residential_PV | 6278 | 0.492
Residential_PV | 6279 | 0.4424
Residential_PV | 6280 | 0.3416
Residential_PV | 6281 | 0.1952
Residential_PV | 6282 | 0.0312
Residential_PV | 6283 | 0
Residential_PV | 6284 | 0
Residential_PV | 6285 | 0
Residential_PV | 6286 | 0
Residential_PV | 6287 | 0
Residential_PV | 6288 | 0
Residential_PV | 6289 | 0
Residential_PV | 6290 | 0
Residential_PV | 6291 | 0
Residential_PV | 6292 | 0
Residential_PV | 6293 | 0
Residential_PV | 6294 | 0
Residential_PV | 6295 | 0.0576
Residential_PV | 6296 | 0.2
Residential_PV | 6297 | 0.3272
Residential_PV | 6298 | 0.476
Residential_PV | 6299 | 0.5656
Residential_PV | 6300 | 0.608
Residential_PV | 6301 | 0.5552
Residential_PV | 6302 | 0.4824
Residential_PV | 6303 | 0.436
Residential_PV | 6304 | 0.3464
Residential_PV | 6305 | 0.1936
Residential_PV | 6306 | 0.0296
Residential_PV | 6307 | 0
Residential_PV | 6308 | 0
Residential_PV | 6309 | 0
Residential_PV | 6310 | 0
Residential_PV | 6311 | 0
Residential_PV | 6312 | 0
Residential_PV | 6313 | 0
Residential_PV | 6314 | 0
Residential_PV | 6315 | 0
Residential_PV | 6316 | 0
Residential_PV | 6317 | 0
Residential_PV | 6318 | 0
Residential_PV | 6319 | 0.0552
Residential_PV | 6320 | 0.208
Residential_PV | 6321 | 0.3552
Residential_PV | 6322 | 0.4824
Residential_PV | 6323 | 0.5656
Residential_PV | 6324 | 0.608
Residential_PV | 6325 | 0.5704
Residential_PV | 6326 | 0.5456
Residential_PV | 6327 | 0.4656
Residential_PV | 6328 | 0.328
Residential_PV | 6329 | 0.152
Residential_PV | 6330 | 0.0272
Residential_PV | 6331 | 0
Residential_PV | 6332 | 0
Residential_PV | 6333 | 0
Residential_PV | 6334 | 0
Residential_PV | 6335 | 0
Residential_PV | 6336 | 0
Residential_PV | 6337 | 0
Residential_PV | 6338 | 0
Residential_PV | 6339 | 0
Residential_PV | 6340 | 0
Residential_PV | 6341 | 0
Residential_PV | 6342 | 0
Residential_PV | 6343 | 0.0392
Residential_PV | 6344 | 0.0568
Residential_PV | 6345 | 0.088
Residential_PV | 6346 | 0.0688
Residential_PV | 6347 | 0.212
Residential_PV | 6348 | 0.072
Residential_PV | 6349 | 0.0632
Residential_PV | 6350 | 0.104
Residential_PV | 6351 | 0.3416
Residential_PV | 6352 | 0.2752
Residential_PV | 6353 | 0.0832
Residential_PV | 6354 | 0.02
Residential_PV | 6355 | 0
Residential_PV | 6356 | 0
Residential_PV | 6357 | 0
Residential_PV | 6358 | 0
Residential_PV | 6359 | 0
Residential_PV | 6360 | 0
Residential_PV | 6361 | 0
Residential_PV | 6362 | 0
Residential_PV | 6363 | 0
Residential_PV | 6364 | 0
Residential_PV | 6365 | 0
Residential_PV | 6366 | 0
Residential_PV | 6367 | 0.032
Residential_PV | 6368 | 0.1288
Residential_PV | 6369 | 0.084
Residential_PV | 6370 | 0.4696
Residential_PV | 6371 | 0.5296
Residential_PV | 6372 | 0.436
Residential_PV | 6373 | 0.5976
Residential_PV | 6374 | 0.5152
Residential_PV | 6375 | 0.4
Residential_PV | 6376 | 0.3328
Residential_PV | 6377 | 0.1568
Residential_PV | 6378 | 0.0232
Residential_PV | 6379 | 0
Residential_PV | 6380 | 0
Residential_PV | 6381 | 0
Residential_PV | 6382 | 0
Residential_PV | 6383 | 0
Residential_PV | 6384 | 0
Residential_PV | 6385 | 0
Residential_PV | 6386 | 0
Residential_PV | 6387 | 0
Residential_PV | 6388 | 0
Residential_PV | 6389 | 0
Residential_PV | 6390 | 0
Residential_PV | 6391 | 0.0448
Residential_PV | 6392 | 0.1904
Residential_PV | 6393 | 0.2176
Residential_PV | 6394 | 0.2368
Residential_PV | 6395 | 0.2944
Residential_PV | 6396 | 0.44
Residential_PV | 6397 | 0.5
Residential_PV | 6398 | 0.5024
Residential_PV | 6399 | 0.38
Residential_PV | 6400 | 0.3312
Residential_PV | 6401 | 0.1624
Residential_PV | 6402 | 0.0176
Residential_PV | 6403 | 0
Residential_PV | 6404 | 0
Residential_PV | 6405 | 0
Residential_PV | 6406 | 0
Residential_PV | 6407 | 0
Residential_PV | 6408 | 0
Residential_PV | 6409 | 0
Residential_PV | 6410 | 0
Residential_PV | 6411 | 0
Residential_PV | 6412 | 0
Residential_PV | 6413 | 0
Residential_PV | 6414 | 0
Residential_PV | 6415 | 0.0488
Residential_PV | 6416 | 0.1928
Residential_PV | 6417 | 0.3408
Residential_PV | 6418 | 0.4728
Residential_PV | 6419 | 0.5544
Residential_PV | 6420 | 0.5992
Residential_PV | 6421 | 0.5984
Residential_PV | 6422 | 0.5464
Residential_PV | 6423 | 0.404
Residential_PV | 6424 | 0.3136
Residential_PV | 6425 | 0.1672
Residential_PV | 6426 | 0.02
Residential_PV | 6427 | 0
Residential_PV | 6428 | 0
Residential_PV | 6429 | 0
Residential_PV | 6430 | 0
Residential_PV | 6431 | 0
Residential_PV | 6432 | 0
Residential_PV | 6433 | 0
Residential_PV | 6434 | 0
Residential_PV | 6435 | 0
Residential_PV | 6436 | 0
Residential_PV | 6437 | 0
Residential_PV | 6438 | 0
Residential_PV | 6439 | 0.0296
Residential_PV | 6440 | 0.1016
Residential_PV | 6441 | 0.3024
Residential_PV | 6442 | 0.4528
Residential_PV | 6443 | 0.5256
Residential_PV | 6444 | 0.5624
Residential_PV | 6445 | 0.5
Residential_PV | 6446 | 0.5088
Residential_PV | 6447 | 0.416
Residential_PV | 6448 | 0.3072
Residential_PV | 6449 | 0.1528
Residential_PV | 6450 | 0.0184
Residential_PV | 6451 | 0
Residential_PV | 6452 | 0
Residential_PV | 6453 | 0
Residential_PV | 6454 | 0
Residential_PV | 6455 | 0
Residential_PV | 6456 | 0
Residential_PV | 6457 | 0
Residential_PV | 6458 | 0
Residential_PV | 6459 | 0
Residential_PV | 6460 | 0
Residential_PV | 6461 | 0
Residential_PV | 6462 | 0
Residential_PV | 6463 | 0.0352
Residential_PV | 6464 | 0.188
Residential_PV | 6465 | 0.312
Residential_PV | 6466 | 0.3928
Residential_PV | 6467 | 0.44
Residential_PV | 6468 | 0.5248
Residential_PV | 6469 | 0.5728
Residential_PV | 6470 | 0.4992
Residential_PV | 6471 | 0.2552
Residential_PV | 6472 | 0.2952
Residential_PV | 6473 | 0.1632
Residential_PV | 6474 | 0.0152
Residential_PV | 6475 | 0
Residential_PV | 6476 | 0
Residential_PV | 6477 | 0
Residential_PV | 6478 | 0
Residential_PV | 6479 | 0
Residential_PV | 6480 | 0
Residential_PV | 6481 | 0
Residential_PV | 6482 | 0
Residential_PV | 6483 | 0
Residential_PV | 6484 | 0
Residential_PV | 6485 | 0
Residential_PV | 6486 | 0
Residential_PV | 6487 | 0.0392
Residential_PV | 6488 | 0.1864
Residential_PV | 6489 | 0.328
Residential_PV | 6490 | 0.4184
Residential_PV | 6491 | 0.3224
Residential_PV | 6492 | 0.5216
Residential_PV | 6493 | 0.4992
Residential_PV | 6494 | 0.2424
Residential_PV | 6495 | 0.2336
Residential_PV | 6496 | 0.1952
Residential_PV | 6497 | 0.1056
Residential_PV | 6498 | 0.0144
Residential_PV | 6499 | 0
Residential_PV | 6500 | 0
Residential_PV | 6501 | 0
Residential_PV | 6502 | 0
Residential_PV | 6503 | 0
Residential_PV | 6504 | 0
Residential_PV | 6505 | 0
Residential_PV | 6506 | 0
Residential_PV | 6507 | 0
Residential_PV | 6508 | 0
Residential_PV | 6509 | 0
Residential_PV | 6510 | 0
Residential_PV | 6511 | 0.0096
Residential_PV | 6512 | 0.024
Residential_PV | 6513 | 0.032
Residential_PV | 6514 | 0.048
Residential_PV | 6515 | 0.1912
Residential_PV | 6516 | 0.0528
Residential_PV | 6517 | 0.296
Residential_PV | 6518 | 0.4664
Residential_PV | 6519 | 0.3224
Residential_PV | 6520 | 0.088
Residential_PV | 6521 | 0.0736
Residential_PV | 6522 | 0.0096
Residential_PV | 6523 | 0
Residential_PV | 6524 | 0
Residential_PV | 6525 | 0
Residential_PV | 6526 | 0
Residential_PV | 6527 | 0
Residential_PV | 6528 | 0
Residential_PV | 6529 | 0
Residential_PV | 6530 | 0
Residential_PV | 6531 | 0
Residential_PV | 6532 | 0
Residential_PV | 6533 | 0
Residential_PV | 6534 | 0
Residential_PV | 6535 | 0.0424
Residential_PV | 6536 | 0.0168
Residential_PV | 6537 | 0.2984
Residential_PV | 6538 | 0.1984
Residential_PV | 6539 | 0.448
Residential_PV | 6540 | 0.5264
Residential_PV | 6541 | 0.5608
Residential_PV | 6542 | 0.5304
Residential_PV | 6543 | 0.4288
Residential_PV | 6544 | 0.2976
Residential_PV | 6545 | 0.16
Residential_PV | 6546 | 0.0016
Residential_PV | 6547 | 0
Residential_PV | 6548 | 0
Residential_PV | 6549 | 0
Residential_PV | 6550 | 0
Residential_PV | 6551 | 0
Residential_PV | 6552 | 0
Residential_PV | 6553 | 0
Residential_PV | 6554 | 0
Residential_PV | 6555 | 0
Residential_PV | 6556 | 0
Residential_PV | 6557 | 0
Residential_PV | 6558 | 0
Residential_PV | 6559 | 0.032
Residential_PV | 6560 | 0.1192
Residential_PV | 6561 | 0.1712
Residential_PV | 6562 | 0.2408
Residential_PV | 6563 | 0.3024
Residential_PV | 6564 | 0.3728
Residential_PV | 6565 | 0.412
Residential_PV | 6566 | 0.1352
Residential_PV | 6567 | 0.3736
Residential_PV | 6568 | 0.216
Residential_PV | 6569 | 0.152
Residential_PV | 6570 | 0.0016
Residential_PV | 6571 | 0
Residential_PV | 6572 | 0
Residential_PV | 6573 | 0
Residential_PV | 6574 | 0
Residential_PV | 6575 | 0
Residential_PV | 6576 | 0
Residential_PV | 6577 | 0
Residential_PV | 6578 | 0
Residential_PV | 6579 | 0
Residential_PV | 6580 | 0
Residential_PV | 6581 | 0
Residential_PV | 6582 | 0
Residential_PV | 6583 | 0.0328
Residential_PV | 6584 | 0.1608
Residential_PV | 6585 | 0.2832
Residential_PV | 6586 | 0.4344
Residential_PV | 6587 | 0.536
Residential_PV | 6588 | 0.4952
Residential_PV | 6589 | 0.5704
Residential_PV | 6590 | 0.1632
Residential_PV | 6591 | 0.1232
Residential_PV | 6592 | 0.0392
Residential_PV | 6593 | 0.0272
Residential_PV | 6594 | 0
Residential_PV | 6595 | 0
Residential_PV | 6596 | 0
Residential_PV | 6597 | 0
Residential_PV | 6598 | 0
Residential_PV | 6599 | 0
Residential_PV | 6600 | 0
Residential_PV | 6601 | 0
Residential_PV | 6602 | 0
Residential_PV | 6603 | 0
Residential_PV | 6604 | 0
Residential_PV | 6605 | 0
Residential_PV | 6606 | 0
Residential_PV | 6607 | 0.0328
Residential_PV | 6608 | 0.1816
Residential_PV | 6609 | 0.3384
Residential_PV | 6610 | 0.4608
Residential_PV | 6611 | 0.4936
Residential_PV | 6612 | 0.5784
Residential_PV | 6613 | 0.5632
Residential_PV | 6614 | 0.5256
Residential_PV | 6615 | 0.3616
Residential_PV | 6616 | 0.2048
Residential_PV | 6617 | 0.0808
Residential_PV | 6618 | 0
Residential_PV | 6619 | 0
Residential_PV | 6620 | 0
Residential_PV | 6621 | 0
Residential_PV | 6622 | 0
Residential_PV | 6623 | 0
Residential_PV | 6624 | 0
Residential_PV | 6625 | 0
Residential_PV | 6626 | 0
Residential_PV | 6627 | 0
Residential_PV | 6628 | 0
Residential_PV | 6629 | 0
Residential_PV | 6630 | 0
Residential_PV | 6631 | 0.0216
Residential_PV | 6632 | 0.14
Residential_PV | 6633 | 0.2688
Residential_PV | 6634 | 0.3432
Residential_PV | 6635 | 0.5176
Residential_PV | 6636 | 0.5856
Residential_PV | 6637 | 0.492
Residential_PV | 6638 | 0.4576
Residential_PV | 6639 | 0.184
Residential_PV | 6640 | 0.1472
Residential_PV | 6641 | 0.1256
Residential_PV | 6642 | 0
Residential_PV | 6643 | 0
Residential_PV | 6644 | 0
Residential_PV | 6645 | 0
Residential_PV | 6646 | 0
Residential_PV | 6647 | 0
Residential_PV | 6648 | 0
Residential_PV | 6649 | 0
Residential_PV | 6650 | 0
Residential_PV | 6651 | 0
Residential_PV | 6652 | 0
Residential_PV | 6653 | 0
Residential_PV | 6654 | 0
Residential_PV | 6655 | 0.0272
Residential_PV | 6656 | 0.1656
Residential_PV | 6657 | 0.3136
Residential_PV | 6658 | 0.4448
Residential_PV | 6659 | 0.5384
Residential_PV | 6660 | 0.5728
Residential_PV | 6661 | 0.5832
Residential_PV | 6662 | 0.5136
Residential_PV | 6663 | 0.4128
Residential_PV | 6664 | 0.2376
Residential_PV | 6665 | 0.052
Residential_PV | 6666 | 0
Residential_PV | 6667 | 0
Residential_PV | 6668 | 0
Residential_PV | 6669 | 0
Residential_PV | 6670 | 0
Residential_PV | 6671 | 0
Residential_PV | 6672 | 0
Residential_PV | 6673 | 0
Residential_PV | 6674 | 0
Residential_PV | 6675 | 0
Residential_PV | 6676 | 0
Residential_PV | 6677 | 0
Residential_PV | 6678 | 0
Residential_PV | 6679 | 0.0184
Residential_PV | 6680 | 0.156
Residential_PV | 6681 | 0.3008
Residential_PV | 6682 | 0.4216
Residential_PV | 6683 | 0.5184
Residential_PV | 6684 | 0.5664
Residential_PV | 6685 | 0.5704
Residential_PV | 6686 | 0.4912
Residential_PV | 6687 | 0.3952
Residential_PV | 6688 | 0.2464
Residential_PV | 6689 | 0.0632
Residential_PV | 6690 | 0
Residential_PV | 6691 | 0
Residential_PV | 6692 | 0
Residential_PV | 6693 | 0
Residential_PV | 6694 | 0
Residential_PV | 6695 | 0
Residential_PV | 6696 | 0
Residential_PV | 6697 | 0
Residential_PV | 6698 | 0
Residential_PV | 6699 | 0
Residential_PV | 6700 | 0
Residential_PV | 6701 | 0
Residential_PV | 6702 | 0
Residential_PV | 6703 | 0.0168
Residential_PV | 6704 | 0.1736
Residential_PV | 6705 | 0.272
Residential_PV | 6706 | 0.348
Residential_PV | 6707 | 0.5256
Residential_PV | 6708 | 0.5536
Residential_PV | 6709 | 0.5352
Residential_PV | 6710 | 0.4584
Residential_PV | 6711 | 0.3872
Residential_PV | 6712 | 0.2344
Residential_PV | 6713 | 0.0632
Residential_PV | 6714 | 0
Residential_PV | 6715 | 0
Residential_PV | 6716 | 0
Residential_PV | 6717 | 0
Residential_PV | 6718 | 0
Residential_PV | 6719 | 0
Residential_PV | 6720 | 0
Residential_PV | 6721 | 0
Residential_PV | 6722 | 0
Residential_PV | 6723 | 0
Residential_PV | 6724 | 0
Residential_PV | 6725 | 0
Residential_PV | 6726 | 0
Residential_PV | 6727 | 0.012
Residential_PV | 6728 | 0.0664
Residential_PV | 6729 | 0.1112
Residential_PV | 6730 | 0.216
Residential_PV | 6731 | 0.32
Residential_PV | 6732 | 0.3816
Residential_PV | 6733 | 0.2592
Residential_PV | 6734 | 0.3176
Residential_PV | 6735 | 0.1568
Residential_PV | 6736 | 0.2208
Residential_PV | 6737 | 0.0624
Residential_PV | 6738 | 0
Residential_PV | 6739 | 0
Residential_PV | 6740 | 0
Residential_PV | 6741 | 0
Residential_PV | 6742 | 0
Residential_PV | 6743 | 0
Residential_PV | 6744 | 0
Residential_PV | 6745 | 0
Residential_PV | 6746 | 0
Residential_PV | 6747 | 0
Residential_PV | 6748 | 0
Residential_PV | 6749 | 0
Residential_PV | 6750 | 0
Residential_PV | 6751 | 0.0152
Residential_PV | 6752 | 0.1304
Residential_PV | 6753 | 0.276
Residential_PV | 6754 | 0.3584
Residential_PV | 6755 | 0.372
Residential_PV | 6756 | 0.4568
Residential_PV | 6757 | 0.3504
Residential_PV | 6758 | 0.4376
Residential_PV | 6759 | 0.3272
Residential_PV | 6760 | 0.232
Residential_PV | 6761 | 0.0552
Residential_PV | 6762 | 0
Residential_PV | 6763 | 0
Residential_PV | 6764 | 0
Residential_PV | 6765 | 0
Residential_PV | 6766 | 0
Residential_PV | 6767 | 0
Residential_PV | 6768 | 0
Residential_PV | 6769 | 0
Residential_PV | 6770 | 0
Residential_PV | 6771 | 0
Residential_PV | 6772 | 0
Residential_PV | 6773 | 0
Residential_PV | 6774 | 0
Residential_PV | 6775 | 0.0136
Residential_PV | 6776 | 0.1592
Residential_PV | 6777 | 0.2992
Residential_PV | 6778 | 0.4248
Residential_PV | 6779 | 0.4456
Residential_PV | 6780 | 0.4648
Residential_PV | 6781 | 0.5056
Residential_PV | 6782 | 0.4784
Residential_PV | 6783 | 0.3952
Residential_PV | 6784 | 0.2568
Residential_PV | 6785 | 0.0504
Residential_PV | 6786 | 0
Residential_PV | 6787 | 0
Residential_PV | 6788 | 0
Residential_PV | 6789 | 0
Residential_PV | 6790 | 0
Residential_PV | 6791 | 0
Residential_PV | 6792 | 0
Residential_PV | 6793 | 0
Residential_PV | 6794 | 0
Residential_PV | 6795 | 0
Residential_PV | 6796 | 0
Residential_PV | 6797 | 0
Residential_PV | 6798 | 0
Residential_PV | 6799 | 0.012
Residential_PV | 6800 | 0.1328
Residential_PV | 6801 | 0.2528
Residential_PV | 6802 | 0.3824
Residential_PV | 6803 | 0.4552
Residential_PV | 6804 | 0.3352
Residential_PV | 6805 | 0.4152
Residential_PV | 6806 | 0.432
Residential_PV | 6807 | 0.3752
Residential_PV | 6808 | 0.2472
Residential_PV | 6809 | 0.0584
Residential_PV | 6810 | 0
Residential_PV | 6811 | 0
Residential_PV | 6812 | 0
Residential_PV | 6813 | 0
Residential_PV | 6814 | 0
Residential_PV | 6815 | 0
Residential_PV | 6816 | 0
Residential_PV | 6817 | 0
Residential_PV | 6818 | 0
Residential_PV | 6819 | 0
Residential_PV | 6820 | 0
Residential_PV | 6821 | 0
Residential_PV | 6822 | 0
Residential_PV | 6823 | 0.0016
Residential_PV | 6824 | 0.0656
Residential_PV | 6825 | 0.2504
Residential_PV | 6826 | 0.0456
Residential_PV | 6827 | 0.0512
Residential_PV | 6828 | 0.2288
Residential_PV | 6829 | 0.056
Residential_PV | 6830 | 0.0664
Residential_PV | 6831 | 0.0752
Residential_PV | 6832 | 0.1424
Residential_PV | 6833 | 0.0416
Residential_PV | 6834 | 0
Residential_PV | 6835 | 0
Residential_PV | 6836 | 0
Residential_PV | 6837 | 0
Residential_PV | 6838 | 0
Residential_PV | 6839 | 0
Residential_PV | 6840 | 0
Residential_PV | 6841 | 0
Residential_PV | 6842 | 0
Residential_PV | 6843 | 0
Residential_PV | 6844 | 0
Residential_PV | 6845 | 0
Residential_PV | 6846 | 0
Residential_PV | 6847 | 0.0016
Residential_PV | 6848 | 0.0512
Residential_PV | 6849 | 0.0528
Residential_PV | 6850 | 0.0808
Residential_PV | 6851 | 0.164
Residential_PV | 6852 | 0.236
Residential_PV | 6853 | 0.2088
Residential_PV | 6854 | 0.0736
Residential_PV | 6855 | 0.1744
Residential_PV | 6856 | 0.08
Residential_PV | 6857 | 0.0448
Residential_PV | 6858 | 0
Residential_PV | 6859 | 0
Residential_PV | 6860 | 0
Residential_PV | 6861 | 0
Residential_PV | 6862 | 0
Residential_PV | 6863 | 0
Residential_PV | 6864 | 0
Residential_PV | 6865 | 0
Residential_PV | 6866 | 0
Residential_PV | 6867 | 0
Residential_PV | 6868 | 0
Residential_PV | 6869 | 0
Residential_PV | 6870 | 0
Residential_PV | 6871 | 0.0064
Residential_PV | 6872 | 0.0616
Residential_PV | 6873 | 0.0736
Residential_PV | 6874 | 0.0696
Residential_PV | 6875 | 0.084
Residential_PV | 6876 | 0.5216
Residential_PV | 6877 | 0.264
Residential_PV | 6878 | 0.3808
Residential_PV | 6879 | 0.2832
Residential_PV | 6880 | 0.2248
Residential_PV | 6881 | 0.0416
Residential_PV | 6882 | 0
Residential_PV | 6883 | 0
Residential_PV | 6884 | 0
Residential_PV | 6885 | 0
Residential_PV | 6886 | 0
Residential_PV | 6887 | 0
Residential_PV | 6888 | 0
Residential_PV | 6889 | 0
Residential_PV | 6890 | 0
Residential_PV | 6891 | 0
Residential_PV | 6892 | 0
Residential_PV | 6893 | 0
Residential_PV | 6894 | 0
Residential_PV | 6895 | 0
Residential_PV | 6896 | 0.1432
Residential_PV | 6897 | 0.2856
Residential_PV | 6898 | 0.3792
Residential_PV | 6899 | 0.476
Residential_PV | 6900 | 0.4984
Residential_PV | 6901 | 0.536
Residential_PV | 6902 | 0.4632
Residential_PV | 6903 | 0.376
Residential_PV | 6904 | 0.2376
Residential_PV | 6905 | 0.0456
Residential_PV | 6906 | 0
Residential_PV | 6907 | 0
Residential_PV | 6908 | 0
Residential_PV | 6909 | 0
Residential_PV | 6910 | 0
Residential_PV | 6911 | 0
Residential_PV | 6912 | 0
Residential_PV | 6913 | 0
Residential_PV | 6914 | 0
Residential_PV | 6915 | 0
Residential_PV | 6916 | 0
Residential_PV | 6917 | 0
Residential_PV | 6918 | 0
Residential_PV | 6919 | 0
Residential_PV | 6920 | 0.1384
Residential_PV | 6921 | 0.2808
Residential_PV | 6922 | 0.4064
Residential_PV | 6923 | 0.4824
Residential_PV | 6924 | 0.524
Residential_PV | 6925 | 0.54
Residential_PV | 6926 | 0.4616
Residential_PV | 6927 | 0.3272
Residential_PV | 6928 | 0.1872
Residential_PV | 6929 | 0.0496
Residential_PV | 6930 | 0
Residential_PV | 6931 | 0
Residential_PV | 6932 | 0
Residential_PV | 6933 | 0
Residential_PV | 6934 | 0
Residential_PV | 6935 | 0
Residential_PV | 6936 | 0
Residential_PV | 6937 | 0
Residential_PV | 6938 | 0
Residential_PV | 6939 | 0
Residential_PV | 6940 | 0
Residential_PV | 6941 | 0
Residential_PV | 6942 | 0
Residential_PV | 6943 | 0
Residential_PV | 6944 | 0.1432
Residential_PV | 6945 | 0.2768
Residential_PV | 6946 | 0.3208
Residential_PV | 6947 | 0.4016
Residential_PV | 6948 | 0.4288
Residential_PV | 6949 | 0.4664
Residential_PV | 6950 | 0.4032
Residential_PV | 6951 | 0.3488
Residential_PV | 6952 | 0.1728
Residential_PV | 6953 | 0.0424
Residential_PV | 6954 | 0
Residential_PV | 6955 | 0
Residential_PV | 6956 | 0
Residential_PV | 6957 | 0
Residential_PV | 6958 | 0
Residential_PV | 6959 | 0
Residential_PV | 6960 | 0
Residential_PV | 6961 | 0
Residential_PV | 6962 | 0
Residential_PV | 6963 | 0
Residential_PV | 6964 | 0
Residential_PV | 6965 | 0
Residential_PV | 6966 | 0
Residential_PV | 6967 | 0
Residential_PV | 6968 | 0.0616
Residential_PV | 6969 | 0.1968
Residential_PV | 6970 | 0.1576
Residential_PV | 6971 | 0.376
Residential_PV | 6972 | 0.1416
Residential_PV | 6973 | 0.4728
Residential_PV | 6974 | 0.4064
Residential_PV | 6975 | 0.3032
Residential_PV | 6976 | 0.1168
Residential_PV | 6977 | 0.0464
Residential_PV | 6978 | 0
Residential_PV | 6979 | 0
Residential_PV | 6980 | 0
Residential_PV | 6981 | 0
Residential_PV | 6982 | 0
Residential_PV | 6983 | 0
Residential_PV | 6984 | 0
Residential_PV | 6985 | 0
Residential_PV | 6986 | 0
Residential_PV | 6987 | 0
Residential_PV | 6988 | 0
Residential_PV | 6989 | 0
Residential_PV | 6990 | 0
Residential_PV | 6991 | 0
Residential_PV | 6992 | 0.0936
Residential_PV | 6993 | 0.1704
Residential_PV | 6994 | 0.0696
Residential_PV | 6995 | 0.184
Residential_PV | 6996 | 0.504
Residential_PV | 6997 | 0.3592
Residential_PV | 6998 | 0.3976
Residential_PV | 6999 | 0.2976
Residential_PV | 7000 | 0.224
Residential_PV | 7001 | 0.028
Residential_PV | 7002 | 0
Residential_PV | 7003 | 0
Residential_PV | 7004 | 0
Residential_PV | 7005 | 0
Residential_PV | 7006 | 0
Residential_PV | 7007 | 0
Residential_PV | 7008 | 0
Residential_PV | 7009 | 0
Residential_PV | 7010 | 0
Residential_PV | 7011 | 0
Residential_PV | 7012 | 0
Residential_PV | 7013 | 0
Residential_PV | 7014 | 0
Residential_PV | 7015 | 0
Residential_PV | 7016 | 0.092
Residential_PV | 7017 | 0.1776
Residential_PV | 7018 | 0.144
Residential_PV | 7019 | 0.228
Residential_PV | 7020 | 0.2984
Residential_PV | 7021 | 0.0448
Residential_PV | 7022 | 0.04
Residential_PV | 7023 | 0.1
Residential_PV | 7024 | 0.1352
Residential_PV | 7025 | 0.04
Residential_PV | 7026 | 0
Residential_PV | 7027 | 0
Residential_PV | 7028 | 0
Residential_PV | 7029 | 0
Residential_PV | 7030 | 0
Residential_PV | 7031 | 0
Residential_PV | 7032 | 0
Residential_PV | 7033 | 0
Residential_PV | 7034 | 0
Residential_PV | 7035 | 0
Residential_PV | 7036 | 0
Residential_PV | 7037 | 0
Residential_PV | 7038 | 0
Residential_PV | 7039 | 0
Residential_PV | 7040 | 0.0656
Residential_PV | 7041 | 0.2224
Residential_PV | 7042 | 0.3424
Residential_PV | 7043 | 0.2136
Residential_PV | 7044 | 0.1656
Residential_PV | 7045 | 0.5016
Residential_PV | 7046 | 0.412
Residential_PV | 7047 | 0.3424
Residential_PV | 7048 | 0.2112
Residential_PV | 7049 | 0.0376
Residential_PV | 7050 | 0
Residential_PV | 7051 | 0
Residential_PV | 7052 | 0
Residential_PV | 7053 | 0
Residential_PV | 7054 | 0
Residential_PV | 7055 | 0
Residential_PV | 7056 | 0
Residential_PV | 7057 | 0
Residential_PV | 7058 | 0
Residential_PV | 7059 | 0
Residential_PV | 7060 | 0
Residential_PV | 7061 | 0
Residential_PV | 7062 | 0
Residential_PV | 7063 | 0
Residential_PV | 7064 | 0.1168
Residential_PV | 7065 | 0.2552
Residential_PV | 7066 | 0.3288
Residential_PV | 7067 | 0.4584
Residential_PV | 7068 | 0.4936
Residential_PV | 7069 | 0.4944
Residential_PV | 7070 | 0.3992
Residential_PV | 7071 | 0.34
Residential_PV | 7072 | 0.196
Residential_PV | 7073 | 0.0392
Residential_PV | 7074 | 0
Residential_PV | 7075 | 0
Residential_PV | 7076 | 0
Residential_PV | 7077 | 0
Residential_PV | 7078 | 0
Residential_PV | 7079 | 0
Residential_PV | 7080 | 0
Residential_PV | 7081 | 0
Residential_PV | 7082 | 0
Residential_PV | 7083 | 0
Residential_PV | 7084 | 0
Residential_PV | 7085 | 0
Residential_PV | 7086 | 0
Residential_PV | 7087 | 0
Residential_PV | 7088 | 0.0936
Residential_PV | 7089 | 0.2416
Residential_PV | 7090 | 0.236
Residential_PV | 7091 | 0.456
Residential_PV | 7092 | 0.4104
Residential_PV | 7093 | 0.2024
Residential_PV | 7094 | 0.3736
Residential_PV | 7095 | 0.2568
Residential_PV | 7096 | 0.0968
Residential_PV | 7097 | 0.0304
Residential_PV | 7098 | 0
Residential_PV | 7099 | 0
Residential_PV | 7100 | 0
Residential_PV | 7101 | 0
Residential_PV | 7102 | 0
Residential_PV | 7103 | 0
Residential_PV | 7104 | 0
Residential_PV | 7105 | 0
Residential_PV | 7106 | 0
Residential_PV | 7107 | 0
Residential_PV | 7108 | 0
Residential_PV | 7109 | 0
Residential_PV | 7110 | 0
Residential_PV | 7111 | 0
Residential_PV | 7112 | 0.064
Residential_PV | 7113 | 0.128
Residential_PV | 7114 | 0.116
Residential_PV | 7115 | 0.3656
Residential_PV | 7116 | 0.3688
Residential_PV | 7117 | 0.3264
Residential_PV | 7118 | 0.2584
Residential_PV | 7119 | 0.1888
Residential_PV | 7120 | 0.1512
Residential_PV | 7121 | 0.016
Residential_PV | 7122 | 0
Residential_PV | 7123 | 0
Residential_PV | 7124 | 0
Residential_PV | 7125 | 0
Residential_PV | 7126 | 0
Residential_PV | 7127 | 0
Residential_PV | 7128 | 0
Residential_PV | 7129 | 0
Residential_PV | 7130 | 0
Residential_PV | 7131 | 0
Residential_PV | 7132 | 0
Residential_PV | 7133 | 0
Residential_PV | 7134 | 0
Residential_PV | 7135 | 0
Residential_PV | 7136 | 0.0392
Residential_PV | 7137 | 0.1256
Residential_PV | 7138 | 0.3192
Residential_PV | 7139 | 0.4664
Residential_PV | 7140 | 0.4312
Residential_PV | 7141 | 0.4592
Residential_PV | 7142 | 0.1888
Residential_PV | 7143 | 0.0904
Residential_PV | 7144 | 0.1376
Residential_PV | 7145 | 0.0312
Residential_PV | 7146 | 0
Residential_PV | 7147 | 0
Residential_PV | 7148 | 0
Residential_PV | 7149 | 0
Residential_PV | 7150 | 0
Residential_PV | 7151 | 0
Residential_PV | 7152 | 0
Residential_PV | 7153 | 0
Residential_PV | 7154 | 0
Residential_PV | 7155 | 0
Residential_PV | 7156 | 0
Residential_PV | 7157 | 0
Residential_PV | 7158 | 0
Residential_PV | 7159 | 0
Residential_PV | 7160 | 0.0688
Residential_PV | 7161 | 0.1912
Residential_PV | 7162 | 0.3384
Residential_PV | 7163 | 0.3688
Residential_PV | 7164 | 0.3144
Residential_PV | 7165 | 0.4552
Residential_PV | 7166 | 0.3944
Residential_PV | 7167 | 0.328
Residential_PV | 7168 | 0.1504
Residential_PV | 7169 | 0.0328
Residential_PV | 7170 | 0
Residential_PV | 7171 | 0
Residential_PV | 7172 | 0
Residential_PV | 7173 | 0
Residential_PV | 7174 | 0
Residential_PV | 7175 | 0
Residential_PV | 7176 | 0
Residential_PV | 7177 | 0
Residential_PV | 7178 | 0
Residential_PV | 7179 | 0
Residential_PV | 7180 | 0
Residential_PV | 7181 | 0
Residential_PV | 7182 | 0
Residential_PV | 7183 | 0
Residential_PV | 7184 | 0.0936
Residential_PV | 7185 | 0.2416
Residential_PV | 7186 | 0.36
Residential_PV | 7187 | 0.42
Residential_PV | 7188 | 0.488
Residential_PV | 7189 | 0.4248
Residential_PV | 7190 | 0.4096
Residential_PV | 7191 | 0.3208
Residential_PV | 7192 | 0.1856
Residential_PV | 7193 | 0.0304
Residential_PV | 7194 | 0
Residential_PV | 7195 | 0
Residential_PV | 7196 | 0
Residential_PV | 7197 | 0
Residential_PV | 7198 | 0
Residential_PV | 7199 | 0
Residential_PV | 7200 | 0
Residential_PV | 7201 | 0
Residential_PV | 7202 | 0
Residential_PV | 7203 | 0
Residential_PV | 7204 | 0
Residential_PV | 7205 | 0
Residential_PV | 7206 | 0
Residential_PV | 7207 | 0
Residential_PV | 7208 | 0.0808
Residential_PV | 7209 | 0.208
Residential_PV | 7210 | 0.3104
Residential_PV | 7211 | 0.4072
Residential_PV | 7212 | 0.4376
Residential_PV | 7213 | 0.4184
Residential_PV | 7214 | 0.3656
Residential_PV | 7215 | 0.2752
Residential_PV | 7216 | 0.148
Residential_PV | 7217 | 0.0288
Residential_PV | 7218 | 0
Residential_PV | 7219 | 0
Residential_PV | 7220 | 0
Residential_PV | 7221 | 0
Residential_PV | 7222 | 0
Residential_PV | 7223 | 0
Residential_PV | 7224 | 0
Residential_PV | 7225 | 0
Residential_PV | 7226 | 0
Residential_PV | 7227 | 0
Residential_PV | 7228 | 0
Residential_PV | 7229 | 0
Residential_PV | 7230 | 0
Residential_PV | 7231 | 0
Residential_PV | 7232 | 0.0976
Residential_PV | 7233 | 0.2336
Residential_PV | 7234 | 0.3488
Residential_PV | 7235 | 0.3944
Residential_PV | 7236 | 0.38
Residential_PV | 7237 | 0.3696
Residential_PV | 7238 | 0.368
Residential_PV | 7239 | 0.2984
Residential_PV | 7240 | 0.1816
Residential_PV | 7241 | 0.0272
Residential_PV | 7242 | 0
Residential_PV | 7243 | 0
Residential_PV | 7244 | 0
Residential_PV | 7245 | 0
Residential_PV | 7246 | 0
Residential_PV | 7247 | 0
Residential_PV | 7248 | 0
Residential_PV | 7249 | 0
Residential_PV | 7250 | 0
Residential_PV | 7251 | 0
Residential_PV | 7252 | 0
Residential_PV | 7253 | 0
Residential_PV | 7254 | 0
Residential_PV | 7255 | 0
Residential_PV | 7256 | 0.0936
Residential_PV | 7257 | 0.2304
Residential_PV | 7258 | 0.2984
Residential_PV | 7259 | 0.3864
Residential_PV | 7260 | 0.4704
Residential_PV | 7261 | 0.456
Residential_PV | 7262 | 0.344
Residential_PV | 7263 | 0.276
Residential_PV | 7264 | 0.16
Residential_PV | 7265 | 0.0264
Residential_PV | 7266 | 0
Residential_PV | 7267 | 0
Residential_PV | 7268 | 0
Residential_PV | 7269 | 0
Residential_PV | 7270 | 0
Residential_PV | 7271 | 0
Residential_PV | 7272 | 0
Residential_PV | 7273 | 0
Residential_PV | 7274 | 0
Residential_PV | 7275 | 0
Residential_PV | 7276 | 0
Residential_PV | 7277 | 0
Residential_PV | 7278 | 0
Residential_PV | 7279 | 0
Residential_PV | 7280 | 0.0544
Residential_PV | 7281 | 0.2408
Residential_PV | 7282 | 0.3592
Residential_PV | 7283 | 0.3936
Residential_PV | 7284 | 0.4128
Residential_PV | 7285 | 0.4376
Residential_PV | 7286 | 0.3688
Residential_PV | 7287 | 0.2432
Residential_PV | 7288 | 0.1768
Residential_PV | 7289 | 0.0232
Residential_PV | 7290 | 0
Residential_PV | 7291 | 0
Residential_PV | 7292 | 0
Residential_PV | 7293 | 0
Residential_PV | 7294 | 0
Residential_PV | 7295 | 0
Residential_PV | 7296 | 0
Residential_PV | 7297 | 0
Residential_PV | 7298 | 0
Residential_PV | 7299 | 0
Residential_PV | 7300 | 0
Residential_PV | 7301 | 0
Residential_PV | 7302 | 0
Residential_PV | 7303 | 0
Residential_PV | 7304 | 0.0496
Residential_PV | 7305 | 0.1032
Residential_PV | 7306 | 0.0936
Residential_PV | 7307 | 0.1704
Residential_PV | 7308 | 0.2384
Residential_PV | 7309 | 0.1104
Residential_PV | 7310 | 0.128
Residential_PV | 7311 | 0.0984
Residential_PV | 7312 | 0.048
Residential_PV | 7313 | 0.0152
Residential_PV | 7314 | 0
Residential_PV | 7315 | 0
Residential_PV | 7316 | 0
Residential_PV | 7317 | 0
Residential_PV | 7318 | 0
Residential_PV | 7319 | 0
Residential_PV | 7320 | 0
Residential_PV | 7321 | 0
Residential_PV | 7322 | 0
Residential_PV | 7323 | 0
Residential_PV | 7324 | 0
Residential_PV | 7325 | 0
Residential_PV | 7326 | 0
Residential_PV | 7327 | 0
Residential_PV | 7328 | 0.0936
Residential_PV | 7329 | 0.2312
Residential_PV | 7330 | 0.3544
Residential_PV | 7331 | 0.3904
Residential_PV | 7332 | 0.4752
Residential_PV | 7333 | 0.4584
Residential_PV | 7334 | 0.4048
Residential_PV | 7335 | 0.2152
Residential_PV | 7336 | 0.1768
Residential_PV | 7337 | 0.0232
Residential_PV | 7338 | 0
Residential_PV | 7339 | 0
Residential_PV | 7340 | 0
Residential_PV | 7341 | 0
Residential_PV | 7342 | 0
Residential_PV | 7343 | 0
Residential_PV | 7344 | 0
Residential_PV | 7345 | 0
Residential_PV | 7346 | 0
Residential_PV | 7347 | 0
Residential_PV | 7348 | 0
Residential_PV | 7349 | 0
Residential_PV | 7350 | 0
Residential_PV | 7351 | 0
Residential_PV | 7352 | 0.0824
Residential_PV | 7353 | 0.2312
Residential_PV | 7354 | 0.3544
Residential_PV | 7355 | 0.4304
Residential_PV | 7356 | 0.4568
Residential_PV | 7357 | 0.4192
Residential_PV | 7358 | 0.3952
Residential_PV | 7359 | 0.276
Residential_PV | 7360 | 0.0936
Residential_PV | 7361 | 0.0192
Residential_PV | 7362 | 0
Residential_PV | 7363 | 0
Residential_PV | 7364 | 0
Residential_PV | 7365 | 0
Residential_PV | 7366 | 0
Residential_PV | 7367 | 0
Residential_PV | 7368 | 0
Residential_PV | 7369 | 0
Residential_PV | 7370 | 0
Residential_PV | 7371 | 0
Residential_PV | 7372 | 0
Residential_PV | 7373 | 0
Residential_PV | 7374 | 0
Residential_PV | 7375 | 0
Residential_PV | 7376 | 0.0864
Residential_PV | 7377 | 0.2232
Residential_PV | 7378 | 0.1912
Residential_PV | 7379 | 0.4328
Residential_PV | 7380 | 0.4512
Residential_PV | 7381 | 0.3808
Residential_PV | 7382 | 0.3304
Residential_PV | 7383 | 0.2456
Residential_PV | 7384 | 0.1512
Residential_PV | 7385 | 0.0192
Residential_PV | 7386 | 0
Residential_PV | 7387 | 0
Residential_PV | 7388 | 0
Residential_PV | 7389 | 0
Residential_PV | 7390 | 0
Residential_PV | 7391 | 0
Residential_PV | 7392 | 0
Residential_PV | 7393 | 0
Residential_PV | 7394 | 0
Residential_PV | 7395 | 0
Residential_PV | 7396 | 0
Residential_PV | 7397 | 0
Residential_PV | 7398 | 0
Residential_PV | 7399 | 0
Residential_PV | 7400 | 0.0744
Residential_PV | 7401 | 0.2192
Residential_PV | 7402 | 0.328
Residential_PV | 7403 | 0.4184
Residential_PV | 7404 | 0.4608
Residential_PV | 7405 | 0.4488
Residential_PV | 7406 | 0.384
Residential_PV | 7407 | 0.2712
Residential_PV | 7408 | 0.1592
Residential_PV | 7409 | 0.0192
Residential_PV | 7410 | 0
Residential_PV | 7411 | 0
Residential_PV | 7412 | 0
Residential_PV | 7413 | 0
Residential_PV | 7414 | 0
Residential_PV | 7415 | 0
Residential_PV | 7416 | 0
Residential_PV | 7417 | 0
Residential_PV | 7418 | 0
Residential_PV | 7419 | 0
Residential_PV | 7420 | 0
Residential_PV | 7421 | 0
Residential_PV | 7422 | 0
Residential_PV | 7423 | 0
Residential_PV | 7424 | 0.076
Residential_PV | 7425 | 0.2096
Residential_PV | 7426 | 0.3288
Residential_PV | 7427 | 0.4312
Residential_PV | 7428 | 0.4712
Residential_PV | 7429 | 0.4336
Residential_PV | 7430 | 0.344
Residential_PV | 7431 | 0.2424
Residential_PV | 7432 | 0.1568
Residential_PV | 7433 | 0.0184
Residential_PV | 7434 | 0
Residential_PV | 7435 | 0
Residential_PV | 7436 | 0
Residential_PV | 7437 | 0
Residential_PV | 7438 | 0
Residential_PV | 7439 | 0
Residential_PV | 7440 | 0
Residential_PV | 7441 | 0
Residential_PV | 7442 | 0
Residential_PV | 7443 | 0
Residential_PV | 7444 | 0
Residential_PV | 7445 | 0
Residential_PV | 7446 | 0
Residential_PV | 7447 | 0
Residential_PV | 7448 | 0.0672
Residential_PV | 7449 | 0.2128
Residential_PV | 7450 | 0.2368
Residential_PV | 7451 | 0.3744
Residential_PV | 7452 | 0.4184
Residential_PV | 7453 | 0.4344
Residential_PV | 7454 | 0.3768
Residential_PV | 7455 | 0.2616
Residential_PV | 7456 | 0.1296
Residential_PV | 7457 | 0.016
Residential_PV | 7458 | 0
Residential_PV | 7459 | 0
Residential_PV | 7460 | 0
Residential_PV | 7461 | 0
Residential_PV | 7462 | 0
Residential_PV | 7463 | 0
Residential_PV | 7464 | 0
Residential_PV | 7465 | 0
Residential_PV | 7466 | 0
Residential_PV | 7467 | 0
Residential_PV | 7468 | 0
Residential_PV | 7469 | 0
Residential_PV | 7470 | 0
Residential_PV | 7471 | 0
Residential_PV | 7472 | 0.0688
Residential_PV | 7473 | 0.2088
Residential_PV | 7474 | 0.2816
Residential_PV | 7475 | 0.3664
Residential_PV | 7476 | 0.392
Residential_PV | 7477 | 0.3544
Residential_PV | 7478 | 0.328
Residential_PV | 7479 | 0.1944
Residential_PV | 7480 | 0.1464
Residential_PV | 7481 | 0.016
Residential_PV | 7482 | 0
Residential_PV | 7483 | 0
Residential_PV | 7484 | 0
Residential_PV | 7485 | 0
Residential_PV | 7486 | 0
Residential_PV | 7487 | 0
Residential_PV | 7488 | 0
Residential_PV | 7489 | 0
Residential_PV | 7490 | 0
Residential_PV | 7491 | 0
Residential_PV | 7492 | 0
Residential_PV | 7493 | 0
Residential_PV | 7494 | 0
Residential_PV | 7495 | 0
Residential_PV | 7496 | 0.0624
Residential_PV | 7497 | 0.2064
Residential_PV | 7498 | 0.3256
Residential_PV | 7499 | 0.4024
Residential_PV | 7500 | 0.4408
Residential_PV | 7501 | 0.4336
Residential_PV | 7502 | 0.3808
Residential_PV | 7503 | 0.284
Residential_PV | 7504 | 0.1584
Residential_PV | 7505 | 0.0152
Residential_PV | 7506 | 0
Residential_PV | 7507 | 0
Residential_PV | 7508 | 0
Residential_PV | 7509 | 0
Residential_PV | 7510 | 0
Residential_PV | 7511 | 0
Residential_PV | 7512 | 0
Residential_PV | 7513 | 0
Residential_PV | 7514 | 0
Residential_PV | 7515 | 0
Residential_PV | 7516 | 0
Residential_PV | 7517 | 0
Residential_PV | 7518 | 0
Residential_PV | 7519 | 0
Residential_PV | 7520 | 0.0448
Residential_PV | 7521 | 0.1264
Residential_PV | 7522 | 0.2288
Residential_PV | 7523 | 0.1304
Residential_PV | 7524 | 0.216
Residential_PV | 7525 | 0.272
Residential_PV | 7526 | 0.3048
Residential_PV | 7527 | 0.2624
Residential_PV | 7528 | 0.0744
Residential_PV | 7529 | 0.0136
Residential_PV | 7530 | 0
Residential_PV | 7531 | 0
Residential_PV | 7532 | 0
Residential_PV | 7533 | 0
Residential_PV | 7534 | 0
Residential_PV | 7535 | 0
Residential_PV | 7536 | 0
Residential_PV | 7537 | 0
Residential_PV | 7538 | 0
Residential_PV | 7539 | 0
Residential_PV | 7540 | 0
Residential_PV | 7541 | 0
Residential_PV | 7542 | 0
Residential_PV | 7543 | 0
Residential_PV | 7544 | 0.052
Residential_PV | 7545 | 0.1696
Residential_PV | 7546 | 0.2736
Residential_PV | 7547 | 0.212
Residential_PV | 7548 | 0.2784
Residential_PV | 7549 | 0.2432
Residential_PV | 7550 | 0.1736
Residential_PV | 7551 | 0.2144
Residential_PV | 7552 | 0.0664
Residential_PV | 7553 | 0.0128
Residential_PV | 7554 | 0
Residential_PV | 7555 | 0
Residential_PV | 7556 | 0
Residential_PV | 7557 | 0
Residential_PV | 7558 | 0
Residential_PV | 7559 | 0
Residential_PV | 7560 | 0
Residential_PV | 7561 | 0
Residential_PV | 7562 | 0
Residential_PV | 7563 | 0
Residential_PV | 7564 | 0
Residential_PV | 7565 | 0
Residential_PV | 7566 | 0
Residential_PV | 7567 | 0
Residential_PV | 7568 | 0.0264
Residential_PV | 7569 | 0.0928
Residential_PV | 7570 | 0.0776
Residential_PV | 7571 | 0.1296
Residential_PV | 7572 | 0.1312
Residential_PV | 7573 | 0.0976
Residential_PV | 7574 | 0.1448
Residential_PV | 7575 | 0.1784
Residential_PV | 7576 | 0.0744
Residential_PV | 7577 | 0.0112
Residential_PV | 7578 | 0
Residential_PV | 7579 | 0
Residential_PV | 7580 | 0
Residential_PV | 7581 | 0
Residential_PV | 7582 | 0
Residential_PV | 7583 | 0
Residential_PV | 7584 | 0
Residential_PV | 7585 | 0
Residential_PV | 7586 | 0
Residential_PV | 7587 | 0
Residential_PV | 7588 | 0
Residential_PV | 7589 | 0
Residential_PV | 7590 | 0
Residential_PV | 7591 | 0
Residential_PV | 7592 | 0.0472
Residential_PV | 7593 | 0.1608
Residential_PV | 7594 | 0.2968
Residential_PV | 7595 | 0.384
Residential_PV | 7596 | 0.3912
Residential_PV | 7597 | 0.3808
Residential_PV | 7598 | 0.2832
Residential_PV | 7599 | 0.2648
Residential_PV | 7600 | 0.052
Residential_PV | 7601 | 0.0112
Residential_PV | 7602 | 0
Residential_PV | 7603 | 0
Residential_PV | 7604 | 0
Residential_PV | 7605 | 0
Residential_PV | 7606 | 0
Residential_PV | 7607 | 0
Residential_PV | 7608 | 0
Residential_PV | 7609 | 0
Residential_PV | 7610 | 0
Residential_PV | 7611 | 0
Residential_PV | 7612 | 0
Residential_PV | 7613 | 0
Residential_PV | 7614 | 0
Residential_PV | 7615 | 0
Residential_PV | 7616 | 0.0504
Residential_PV | 7617 | 0.1848
Residential_PV | 7618 | 0.2936
Residential_PV | 7619 | 0.38
Residential_PV | 7620 | 0.42
Residential_PV | 7621 | 0.4136
Residential_PV | 7622 | 0.36
Residential_PV | 7623 | 0.2648
Residential_PV | 7624 | 0.048
Residential_PV | 7625 | 0.0096
Residential_PV | 7626 | 0
Residential_PV | 7627 | 0
Residential_PV | 7628 | 0
Residential_PV | 7629 | 0
Residential_PV | 7630 | 0
Residential_PV | 7631 | 0
Residential_PV | 7632 | 0
Residential_PV | 7633 | 0
Residential_PV | 7634 | 0
Residential_PV | 7635 | 0
Residential_PV | 7636 | 0
Residential_PV | 7637 | 0
Residential_PV | 7638 | 0
Residential_PV | 7639 | 0
Residential_PV | 7640 | 0.0472
Residential_PV | 7641 | 0.1824
Residential_PV | 7642 | 0.2672
Residential_PV | 7643 | 0.3688
Residential_PV | 7644 | 0.4168
Residential_PV | 7645 | 0.4144
Residential_PV | 7646 | 0.3504
Residential_PV | 7647 | 0.2608
Residential_PV | 7648 | 0.048
Residential_PV | 7649 | 0.008
Residential_PV | 7650 | 0
Residential_PV | 7651 | 0
Residential_PV | 7652 | 0
Residential_PV | 7653 | 0
Residential_PV | 7654 | 0
Residential_PV | 7655 | 0
Residential_PV | 7656 | 0
Residential_PV | 7657 | 0
Residential_PV | 7658 | 0
Residential_PV | 7659 | 0
Residential_PV | 7660 | 0
Residential_PV | 7661 | 0
Residential_PV | 7662 | 0
Residential_PV | 7663 | 0
Residential_PV | 7664 | 0.044
Residential_PV | 7665 | 0.1808
Residential_PV | 7666 | 0.2928
Residential_PV | 7667 | 0.2952
Residential_PV | 7668 | 0.3896
Residential_PV | 7669 | 0.4072
Residential_PV | 7670 | 0.3504
Residential_PV | 7671 | 0.2584
Residential_PV | 7672 | 0.0496
Residential_PV | 7673 | 0
Residential_PV | 7674 | 0
Residential_PV | 7675 | 0
Residential_PV | 7676 | 0
Residential_PV | 7677 | 0
Residential_PV | 7678 | 0
Residential_PV | 7679 | 0
Residential_PV | 7680 | 0
Residential_PV | 7681 | 0
Residential_PV | 7682 | 0
Residential_PV | 7683 | 0
Residential_PV | 7684 | 0
Residential_PV | 7685 | 0
Residential_PV | 7686 | 0
Residential_PV | 7687 | 0
Residential_PV | 7688 | 0.0424
Residential_PV | 7689 | 0.1768
Residential_PV | 7690 | 0.2928
Residential_PV | 7691 | 0.36
Residential_PV | 7692 | 0.3952
Residential_PV | 7693 | 0.352
Residential_PV | 7694 | 0.1984
Residential_PV | 7695 | 0.216
Residential_PV | 7696 | 0.0536
Residential_PV | 7697 | 0
Residential_PV | 7698 | 0
Residential_PV | 7699 | 0
Residential_PV | 7700 | 0
Residential_PV | 7701 | 0
Residential_PV | 7702 | 0
Residential_PV | 7703 | 0
Residential_PV | 7704 | 0
Residential_PV | 7705 | 0
Residential_PV | 7706 | 0
Residential_PV | 7707 | 0
Residential_PV | 7708 | 0
Residential_PV | 7709 | 0
Residential_PV | 7710 | 0
Residential_PV | 7711 | 0
Residential_PV | 7712 | 0.0408
Residential_PV | 7713 | 0.1744
Residential_PV | 7714 | 0.2904
Residential_PV | 7715 | 0.368
Residential_PV | 7716 | 0.4064
Residential_PV | 7717 | 0.4064
Residential_PV | 7718 | 0.3464
Residential_PV | 7719 | 0.2464
Residential_PV | 7720 | 0.0408
Residential_PV | 7721 | 0
Residential_PV | 7722 | 0
Residential_PV | 7723 | 0
Residential_PV | 7724 | 0
Residential_PV | 7725 | 0
Residential_PV | 7726 | 0
Residential_PV | 7727 | 0
Residential_PV | 7728 | 0
Residential_PV | 7729 | 0
Residential_PV | 7730 | 0
Residential_PV | 7731 | 0
Residential_PV | 7732 | 0
Residential_PV | 7733 | 0
Residential_PV | 7734 | 0
Residential_PV | 7735 | 0
Residential_PV | 7736 | 0.0344
Residential_PV | 7737 | 0.168
Residential_PV | 7738 | 0.2816
Residential_PV | 7739 | 0.3536
Residential_PV | 7740 | 0.3968
Residential_PV | 7741 | 0.3952
Residential_PV | 7742 | 0.2856
Residential_PV | 7743 | 0.2288
Residential_PV | 7744 | 0.0584
Residential_PV | 7745 | 0
Residential_PV | 7746 | 0
Residential_PV | 7747 | 0
Residential_PV | 7748 | 0
Residential_PV | 7749 | 0
Residential_PV | 7750 | 0
Residential_PV | 7751 | 0
Residential_PV | 7752 | 0
Residential_PV | 7753 | 0
Residential_PV | 7754 | 0
Residential_PV | 7755 | 0
Residential_PV | 7756 | 0
Residential_PV | 7757 | 0
Residential_PV | 7758 | 0
Residential_PV | 7759 | 0
Residential_PV | 7760 | 0.02
Residential_PV | 7761 | 0.0792
Residential_PV | 7762 | 0.0248
Residential_PV | 7763 | 0.0344
Residential_PV | 7764 | 0.036
Residential_PV | 7765 | 0.092
Residential_PV | 7766 | 0.044
Residential_PV | 7767 | 0.0224
Residential_PV | 7768 | 0.0112
Residential_PV | 7769 | 0
Residential_PV | 7770 | 0
Residential_PV | 7771 | 0
Residential_PV | 7772 | 0
Residential_PV | 7773 | 0
Residential_PV | 7774 | 0
Residential_PV | 7775 | 0
Residential_PV | 7776 | 0
Residential_PV | 7777 | 0
Residential_PV | 7778 | 0
Residential_PV | 7779 | 0
Residential_PV | 7780 | 0
Residential_PV | 7781 | 0
Residential_PV | 7782 | 0
Residential_PV | 7783 | 0
Residential_PV | 7784 | 0.0368
Residential_PV | 7785 | 0.088
Residential_PV | 7786 | 0.1128
Residential_PV | 7787 | 0.0512
Residential_PV | 7788 | 0.0784
Residential_PV | 7789 | 0.0352
Residential_PV | 7790 | 0.0424
Residential_PV | 7791 | 0.0992
Residential_PV | 7792 | 0.0672
Residential_PV | 7793 | 0
Residential_PV | 7794 | 0
Residential_PV | 7795 | 0
Residential_PV | 7796 | 0
Residential_PV | 7797 | 0
Residential_PV | 7798 | 0
Residential_PV | 7799 | 0
Residential_PV | 7800 | 0
Residential_PV | 7801 | 0
Residential_PV | 7802 | 0
Residential_PV | 7803 | 0
Residential_PV | 7804 | 0
Residential_PV | 7805 | 0
Residential_PV | 7806 | 0
Residential_PV | 7807 | 0
Residential_PV | 7808 | 0.0216
Residential_PV | 7809 | 0.1264
Residential_PV | 7810 | 0.2136
Residential_PV | 7811 | 0.2872
Residential_PV | 7812 | 0.384
Residential_PV | 7813 | 0.3728
Residential_PV | 7814 | 0.3256
Residential_PV | 7815 | 0.2176
Residential_PV | 7816 | 0.0664
Residential_PV | 7817 | 0
Residential_PV | 7818 | 0
Residential_PV | 7819 | 0
Residential_PV | 7820 | 0
Residential_PV | 7821 | 0
Residential_PV | 7822 | 0
Residential_PV | 7823 | 0
Residential_PV | 7824 | 0
Residential_PV | 7825 | 0
Residential_PV | 7826 | 0
Residential_PV | 7827 | 0
Residential_PV | 7828 | 0
Residential_PV | 7829 | 0
Residential_PV | 7830 | 0
Residential_PV | 7831 | 0
Residential_PV | 7832 | 0.0296
Residential_PV | 7833 | 0.0144
Residential_PV | 7834 | 0.0432
Residential_PV | 7835 | 0.0312
Residential_PV | 7836 | 0.0784
Residential_PV | 7837 | 0.276
Residential_PV | 7838 | 0.1072
Residential_PV | 7839 | 0.1312
Residential_PV | 7840 | 0.0496
Residential_PV | 7841 | 0
Residential_PV | 7842 | 0
Residential_PV | 7843 | 0
Residential_PV | 7844 | 0
Residential_PV | 7845 | 0
Residential_PV | 7846 | 0
Residential_PV | 7847 | 0
Residential_PV | 7848 | 0
Residential_PV | 7849 | 0
Residential_PV | 7850 | 0
Residential_PV | 7851 | 0
Residential_PV | 7852 | 0
Residential_PV | 7853 | 0
Residential_PV | 7854 | 0
Residential_PV | 7855 | 0
Residential_PV | 7856 | 0.0184
Residential_PV | 7857 | 0.096
Residential_PV | 7858 | 0.024
Residential_PV | 7859 | 0.0416
Residential_PV | 7860 | 0.1512
Residential_PV | 7861 | 0.1872
Residential_PV | 7862 | 0.1248
Residential_PV | 7863 | 0.0928
Residential_PV | 7864 | 0.0488
Residential_PV | 7865 | 0
Residential_PV | 7866 | 0
Residential_PV | 7867 | 0
Residential_PV | 7868 | 0
Residential_PV | 7869 | 0
Residential_PV | 7870 | 0
Residential_PV | 7871 | 0
Residential_PV | 7872 | 0
Residential_PV | 7873 | 0
Residential_PV | 7874 | 0
Residential_PV | 7875 | 0
Residential_PV | 7876 | 0
Residential_PV | 7877 | 0
Residential_PV | 7878 | 0
Residential_PV | 7879 | 0
Residential_PV | 7880 | 0.0184
Residential_PV | 7881 | 0.0952
Residential_PV | 7882 | 0.2392
Residential_PV | 7883 | 0.296
Residential_PV | 7884 | 0.2856
Residential_PV | 7885 | 0.336
Residential_PV | 7886 | 0.1624
Residential_PV | 7887 | 0.116
Residential_PV | 7888 | 0.036
Residential_PV | 7889 | 0
Residential_PV | 7890 | 0
Residential_PV | 7891 | 0
Residential_PV | 7892 | 0
Residential_PV | 7893 | 0
Residential_PV | 7894 | 0
Residential_PV | 7895 | 0
Residential_PV | 7896 | 0
Residential_PV | 7897 | 0
Residential_PV | 7898 | 0
Residential_PV | 7899 | 0
Residential_PV | 7900 | 0
Residential_PV | 7901 | 0
Residential_PV | 7902 | 0
Residential_PV | 7903 | 0
Residential_PV | 7904 | 0.0152
Residential_PV | 7905 | 0.1248
Residential_PV | 7906 | 0.2424
Residential_PV | 7907 | 0.3312
Residential_PV | 7908 | 0.3792
Residential_PV | 7909 | 0.3768
Residential_PV | 7910 | 0.3224
Residential_PV | 7911 | 0.2352
Residential_PV | 7912 | 0.0472
Residential_PV | 7913 | 0
Residential_PV | 7914 | 0
Residential_PV | 7915 | 0
Residential_PV | 7916 | 0
Residential_PV | 7917 | 0
Residential_PV | 7918 | 0
Residential_PV | 7919 | 0
Residential_PV | 7920 | 0
Residential_PV | 7921 | 0
Residential_PV | 7922 | 0
Residential_PV | 7923 | 0
Residential_PV | 7924 | 0
Residential_PV | 7925 | 0
Residential_PV | 7926 | 0
Residential_PV | 7927 | 0
Residential_PV | 7928 | 0.0208
Residential_PV | 7929 | 0.1456
Residential_PV | 7930 | 0.2616
Residential_PV | 7931 | 0.3408
Residential_PV | 7932 | 0.38
Residential_PV | 7933 | 0.38
Residential_PV | 7934 | 0.3216
Residential_PV | 7935 | 0.236
Residential_PV | 7936 | 0.0464
Residential_PV | 7937 | 0
Residential_PV | 7938 | 0
Residential_PV | 7939 | 0
Residential_PV | 7940 | 0
Residential_PV | 7941 | 0
Residential_PV | 7942 | 0
Residential_PV | 7943 | 0
Residential_PV | 7944 | 0
Residential_PV | 7945 | 0
Residential_PV | 7946 | 0
Residential_PV | 7947 | 0
Residential_PV | 7948 | 0
Residential_PV | 7949 | 0
Residential_PV | 7950 | 0
Residential_PV | 7951 | 0
Residential_PV | 7952 | 0.0184
Residential_PV | 7953 | 0.1344
Residential_PV | 7954 | 0.1192
Residential_PV | 7955 | 0.1984
Residential_PV | 7956 | 0.3544
Residential_PV | 7957 | 0.3584
Residential_PV | 7958 | 0.1544
Residential_PV | 7959 | 0.1288
Residential_PV | 7960 | 0.044
Residential_PV | 7961 | 0
Residential_PV | 7962 | 0
Residential_PV | 7963 | 0
Residential_PV | 7964 | 0
Residential_PV | 7965 | 0
Residential_PV | 7966 | 0
Residential_PV | 7967 | 0
Residential_PV | 7968 | 0
Residential_PV | 7969 | 0
Residential_PV | 7970 | 0
Residential_PV | 7971 | 0
Residential_PV | 7972 | 0
Residential_PV | 7973 | 0
Residential_PV | 7974 | 0
Residential_PV | 7975 | 0
Residential_PV | 7976 | 0.0168
Residential_PV | 7977 | 0.1248
Residential_PV | 7978 | 0.2504
Residential_PV | 7979 | 0.3144
Residential_PV | 7980 | 0.3232
Residential_PV | 7981 | 0.368
Residential_PV | 7982 | 0.3168
Residential_PV | 7983 | 0.2296
Residential_PV | 7984 | 0.0472
Residential_PV | 7985 | 0
Residential_PV | 7986 | 0
Residential_PV | 7987 | 0
Residential_PV | 7988 | 0
Residential_PV | 7989 | 0
Residential_PV | 7990 | 0
Residential_PV | 7991 | 0
Residential_PV | 7992 | 0
Residential_PV | 7993 | 0
Residential_PV | 7994 | 0
Residential_PV | 7995 | 0
Residential_PV | 7996 | 0
Residential_PV | 7997 | 0
Residential_PV | 7998 | 0
Residential_PV | 7999 | 0
Residential_PV | 8000 | 0.0168
Residential_PV | 8001 | 0.1432
Residential_PV | 8002 | 0.2472
Residential_PV | 8003 | 0.2984
Residential_PV | 8004 | 0.3672
Residential_PV | 8005 | 0.3704
Residential_PV | 8006 | 0.3296
Residential_PV | 8007 | 0.236
Residential_PV | 8008 | 0.0464
Residential_PV | 8009 | 0
Residential_PV | 8010 | 0
Residential_PV | 8011 | 0
Residential_PV | 8012 | 0
Residential_PV | 8013 | 0
Residential_PV | 8014 | 0
Residential_PV | 8015 | 0
Residential_PV | 8016 | 0
Residential_PV | 8017 | 0
Residential_PV | 8018 | 0
Residential_PV | 8019 | 0
Residential_PV | 8020 | 0
Residential_PV | 8021 | 0
Residential_PV | 8022 | 0
Residential_PV | 8023 | 0
Residential_PV | 8024 | 0.0024
Residential_PV | 8025 | 0.132
Residential_PV | 8026 | 0.2424
Residential_PV | 8027 | 0.3448
Residential_PV | 8028 | 0.3688
Residential_PV | 8029 | 0.3792
Residential_PV | 8030 | 0.3304
Residential_PV | 8031 | 0.236
Residential_PV | 8032 | 0.0416
Residential_PV | 8033 | 0
Residential_PV | 8034 | 0
Residential_PV | 8035 | 0
Residential_PV | 8036 | 0
Residential_PV | 8037 | 0
Residential_PV | 8038 | 0
Residential_PV | 8039 | 0
Residential_PV | 8040 | 0
Residential_PV | 8041 | 0
Residential_PV | 8042 | 0
Residential_PV | 8043 | 0
Residential_PV | 8044 | 0
Residential_PV | 8045 | 0
Residential_PV | 8046 | 0
Residential_PV | 8047 | 0
Residential_PV | 8048 | 0.0024
Residential_PV | 8049 | 0.1408
Residential_PV | 8050 | 0.2072
Residential_PV | 8051 | 0.2328
Residential_PV | 8052 | 0.3536
Residential_PV | 8053 | 0.26644
Residential_PV | 8054 | 0.1
Residential_PV | 8055 | 0.1072
Residential_PV | 8056 | 0.052
Residential_PV | 8057 | 0
Residential_PV | 8058 | 0
Residential_PV | 8059 | 0
Residential_PV | 8060 | 0
Residential_PV | 8061 | 0
Residential_PV | 8062 | 0
Residential_PV | 8063 | 0
Residential_PV | 8064 | 0
Residential_PV | 8065 | 0
Residential_PV | 8066 | 0
Residential_PV | 8067 | 0
Residential_PV | 8068 | 0
Residential_PV | 8069 | 0
Residential_PV | 8070 | 0
Residential_PV | 8071 | 0
Residential_PV | 8072 | 0.0016
Residential_PV | 8073 | 0.1312
Residential_PV | 8074 | 0.2312
Residential_PV | 8075 | 0.3264
Residential_PV | 8076 | 0.3744
Residential_PV | 8077 | 0.3624
Residential_PV | 8078 | 0.3144
Residential_PV | 8079 | 0.2312
Residential_PV | 8080 | 0.0456
Residential_PV | 8081 | 0
Residential_PV | 8082 | 0
Residential_PV | 8083 | 0
Residential_PV | 8084 | 0
Residential_PV | 8085 | 0
Residential_PV | 8086 | 0
Residential_PV | 8087 | 0
Residential_PV | 8088 | 0
Residential_PV | 8089 | 0
Residential_PV | 8090 | 0
Residential_PV | 8091 | 0
Residential_PV | 8092 | 0
Residential_PV | 8093 | 0
Residential_PV | 8094 | 0
Residential_PV | 8095 | 0
Residential_PV | 8096 | 0.0016
Residential_PV | 8097 | 0.1376
Residential_PV | 8098 | 0.2472
Residential_PV | 8099 | 0.3296
Residential_PV | 8100 | 0.3416
Residential_PV | 8101 | 0.336
Residential_PV | 8102 | 0.316
Residential_PV | 8103 | 0.2296
Residential_PV | 8104 | 0.04
Residential_PV | 8105 | 0
Residential_PV | 8106 | 0
Residential_PV | 8107 | 0
Residential_PV | 8108 | 0
Residential_PV | 8109 | 0
Residential_PV | 8110 | 0
Residential_PV | 8111 | 0
Residential_PV | 8112 | 0
Residential_PV | 8113 | 0
Residential_PV | 8114 | 0
Residential_PV | 8115 | 0
Residential_PV | 8116 | 0
Residential_PV | 8117 | 0
Residential_PV | 8118 | 0
Residential_PV | 8119 | 0
Residential_PV | 8120 | 0
Residential_PV | 8121 | 0.0616
Residential_PV | 8122 | 0.1888
Residential_PV | 8123 | 0.2896
Residential_PV | 8124 | 0.3592
Residential_PV | 8125 | 0.2216
Residential_PV | 8126 | 0.212
Residential_PV | 8127 | 0.1584
Residential_PV | 8128 | 0.0576
Residential_PV | 8129 | 0
Residential_PV | 8130 | 0
Residential_PV | 8131 | 0
Residential_PV | 8132 | 0
Residential_PV | 8133 | 0
Residential_PV | 8134 | 0
Residential_PV | 8135 | 0
Residential_PV | 8136 | 0
Residential_PV | 8137 | 0
Residential_PV | 8138 | 0
Residential_PV | 8139 | 0
Residential_PV | 8140 | 0
Residential_PV | 8141 | 0
Residential_PV | 8142 | 0
Residential_PV | 8143 | 0
Residential_PV | 8144 | 0
Residential_PV | 8145 | 0.136
Residential_PV | 8146 | 0.196
Residential_PV | 8147 | 0.3264
Residential_PV | 8148 | 0.38
Residential_PV | 8149 | 0.32
Residential_PV | 8150 | 0.276
Residential_PV | 8151 | 0.0944
Residential_PV | 8152 | 0.0176
Residential_PV | 8153 | 0
Residential_PV | 8154 | 0
Residential_PV | 8155 | 0
Residential_PV | 8156 | 0
Residential_PV | 8157 | 0
Residential_PV | 8158 | 0
Residential_PV | 8159 | 0
Residential_PV | 8160 | 0
Residential_PV | 8161 | 0
Residential_PV | 8162 | 0
Residential_PV | 8163 | 0
Residential_PV | 8164 | 0
Residential_PV | 8165 | 0
Residential_PV | 8166 | 0
Residential_PV | 8167 | 0
Residential_PV | 8168 | 0
Residential_PV | 8169 | 0.0648
Residential_PV | 8170 | 0.08
Residential_PV | 8171 | 0.088
Residential_PV | 8172 | 0.1904
Residential_PV | 8173 | 0.0504
Residential_PV | 8174 | 0.0784
Residential_PV | 8175 | 0.1016
Residential_PV | 8176 | 0.0584
Residential_PV | 8177 | 0
Residential_PV | 8178 | 0
Residential_PV | 8179 | 0
Residential_PV | 8180 | 0
Residential_PV | 8181 | 0
Residential_PV | 8182 | 0
Residential_PV | 8183 | 0
Residential_PV | 8184 | 0
Residential_PV | 8185 | 0
Residential_PV | 8186 | 0
Residential_PV | 8187 | 0
Residential_PV | 8188 | 0
Residential_PV | 8189 | 0
Residential_PV | 8190 | 0
Residential_PV | 8191 | 0
Residential_PV | 8192 | 0
Residential_PV | 8193 | 0.1288
Residential_PV | 8194 | 0.2392
Residential_PV | 8195 | 0.3264
Residential_PV | 8196 | 0.376
Residential_PV | 8197 | 0.368
Residential_PV | 8198 | 0.3152
Residential_PV | 8199 | 0.224
Residential_PV | 8200 | 0.0416
Residential_PV | 8201 | 0
Residential_PV | 8202 | 0
Residential_PV | 8203 | 0
Residential_PV | 8204 | 0
Residential_PV | 8205 | 0
Residential_PV | 8206 | 0
Residential_PV | 8207 | 0
Residential_PV | 8208 | 0
Residential_PV | 8209 | 0
Residential_PV | 8210 | 0
Residential_PV | 8211 | 0
Residential_PV | 8212 | 0
Residential_PV | 8213 | 0
Residential_PV | 8214 | 0
Residential_PV | 8215 | 0
Residential_PV | 8216 | 0
Residential_PV | 8217 | 0.1264
Residential_PV | 8218 | 0.2368
Residential_PV | 8219 | 0.3224
Residential_PV | 8220 | 0.3672
Residential_PV | 8221 | 0.3648
Residential_PV | 8222 | 0.3144
Residential_PV | 8223 | 0.2208
Residential_PV | 8224 | 0.0464
Residential_PV | 8225 | 0
Residential_PV | 8226 | 0
Residential_PV | 8227 | 0
Residential_PV | 8228 | 0
Residential_PV | 8229 | 0
Residential_PV | 8230 | 0
Residential_PV | 8231 | 0
Residential_PV | 8232 | 0
Residential_PV | 8233 | 0
Residential_PV | 8234 | 0
Residential_PV | 8235 | 0
Residential_PV | 8236 | 0
Residential_PV | 8237 | 0
Residential_PV | 8238 | 0
Residential_PV | 8239 | 0
Residential_PV | 8240 | 0
Residential_PV | 8241 | 0.1168
Residential_PV | 8242 | 0.2016
Residential_PV | 8243 | 0.3176
Residential_PV | 8244 | 0.364
Residential_PV | 8245 | 0.344
Residential_PV | 8246 | 0.2776
Residential_PV | 8247 | 0.2256
Residential_PV | 8248 | 0.0488
Residential_PV | 8249 | 0
Residential_PV | 8250 | 0
Residential_PV | 8251 | 0
Residential_PV | 8252 | 0
Residential_PV | 8253 | 0
Residential_PV | 8254 | 0
Residential_PV | 8255 | 0
Residential_PV | 8256 | 0
Residential_PV | 8257 | 0
Residential_PV | 8258 | 0
Residential_PV | 8259 | 0
Residential_PV | 8260 | 0
Residential_PV | 8261 | 0
Residential_PV | 8262 | 0
Residential_PV | 8263 | 0
Residential_PV | 8264 | 0
Residential_PV | 8265 | 0.09532
Residential_PV | 8266 | 0.0288
Residential_PV | 8267 | 0.0544
Residential_PV | 8268 | 0.032
Residential_PV | 8269 | 0.032
Residential_PV | 8270 | 0.0776
Residential_PV | 8271 | 0.0824
Residential_PV | 8272 | 0.0504
Residential_PV | 8273 | 0
Residential_PV | 8274 | 0
Residential_PV | 8275 | 0
Residential_PV | 8276 | 0
Residential_PV | 8277 | 0
Residential_PV | 8278 | 0
Residential_PV | 8279 | 0
Residential_PV | 8280 | 0
Residential_PV | 8281 | 0
Residential_PV | 8282 | 0
Residential_PV | 8283 | 0
Residential_PV | 8284 | 0
Residential_PV | 8285 | 0
Residential_PV | 8286 | 0
Residential_PV | 8287 | 0
Residential_PV | 8288 | 0
Residential_PV | 8289 | 0.1184
Residential_PV | 8290 | 0.2288
Residential_PV | 8291 | 0.3096
Residential_PV | 8292 | 0.3584
Residential_PV | 8293 | 0.3424
Residential_PV | 8294 | 0.3056
Residential_PV | 8295 | 0.2248
Residential_PV | 8296 | 0.0408
Residential_PV | 8297 | 0
Residential_PV | 8298 | 0
Residential_PV | 8299 | 0
Residential_PV | 8300 | 0
Residential_PV | 8301 | 0
Residential_PV | 8302 | 0
Residential_PV | 8303 | 0
Residential_PV | 8304 | 0
Residential_PV | 8305 | 0
Residential_PV | 8306 | 0
Residential_PV | 8307 | 0
Residential_PV | 8308 | 0
Residential_PV | 8309 | 0
Residential_PV | 8310 | 0
Residential_PV | 8311 | 0
Residential_PV | 8312 | 0
Residential_PV | 8313 | 0.1144
Residential_PV | 8314 | 0.2256
Residential_PV | 8315 | 0.3032
Residential_PV | 8316 | 0.344
Residential_PV | 8317 | 0.36
Residential_PV | 8318 | 0.2896
Residential_PV | 8319 | 0.2136
Residential_PV | 8320 | 0.0392
Residential_PV | 8321 | 0
Residential_PV | 8322 | 0
Residential_PV | 8323 | 0
Residential_PV | 8324 | 0
Residential_PV | 8325 | 0
Residential_PV | 8326 | 0
Residential_PV | 8327 | 0
Residential_PV | 8328 | 0
Residential_PV | 8329 | 0
Residential_PV | 8330 | 0
Residential_PV | 8331 | 0
Residential_PV | 8332 | 0
Residential_PV | 8333 | 0
Residential_PV | 8334 | 0
Residential_PV | 8335 | 0
Residential_PV | 8336 | 0
Residential_PV | 8337 | 0.1144
Residential_PV | 8338 | 0.1672
Residential_PV | 8339 | 0.1776
Residential_PV | 8340 | 0.216
Residential_PV | 8341 | 0.2832
Residential_PV | 8342 | 0.1632
Residential_PV | 8343 | 0.0328
Residential_PV | 8344 | 0.0512
Residential_PV | 8345 | 0
Residential_PV | 8346 | 0
Residential_PV | 8347 | 0
Residential_PV | 8348 | 0
Residential_PV | 8349 | 0
Residential_PV | 8350 | 0
Residential_PV | 8351 | 0
Residential_PV | 8352 | 0
Residential_PV | 8353 | 0
Residential_PV | 8354 | 0
Residential_PV | 8355 | 0
Residential_PV | 8356 | 0
Residential_PV | 8357 | 0
Residential_PV | 8358 | 0
Residential_PV | 8359 | 0
Residential_PV | 8360 | 0
Residential_PV | 8361 | 0.0912
Residential_PV | 8362 | 0.2264
Residential_PV | 8363 | 0.308
Residential_PV | 8364 | 0.3168
Residential_PV | 8365 | 0.2288
Residential_PV | 8366 | 0.2032
Residential_PV | 8367 | 0.02
Residential_PV | 8368 | 0.0432
Residential_PV | 8369 | 0
Residential_PV | 8370 | 0
Residential_PV | 8371 | 0
Residential_PV | 8372 | 0
Residential_PV | 8373 | 0
Residential_PV | 8374 | 0
Residential_PV | 8375 | 0
Residential_PV | 8376 | 0
Residential_PV | 8377 | 0
Residential_PV | 8378 | 0
Residential_PV | 8379 | 0
Residential_PV | 8380 | 0
Residential_PV | 8381 | 0
Residential_PV | 8382 | 0
Residential_PV | 8383 | 0
Residential_PV | 8384 | 0
Residential_PV | 8385 | 0.1016
Residential_PV | 8386 | 0.184
Residential_PV | 8387 | 0.1352
Residential_PV | 8388 | 0.2488
Residential_PV | 8389 | 0.0312
Residential_PV | 8390 | 0.3192
Residential_PV | 8391 | 0.2232
Residential_PV | 8392 | 0.04
Residential_PV | 8393 | 0
Residential_PV | 8394 | 0
Residential_PV | 8395 | 0
Residential_PV | 8396 | 0
Residential_PV | 8397 | 0
Residential_PV | 8398 | 0
Residential_PV | 8399 | 0
Residential_PV | 8400 | 0
Residential_PV | 8401 | 0
Residential_PV | 8402 | 0
Residential_PV | 8403 | 0
Residential_PV | 8404 | 0
Residential_PV | 8405 | 0
Residential_PV | 8406 | 0
Residential_PV | 8407 | 0
Residential_PV | 8408 | 0
Residential_PV | 8409 | 0.1128
Residential_PV | 8410 | 0.168
Residential_PV | 8411 | 0.1032
Residential_PV | 8412 | 0.064
Residential_PV | 8413 | 0.3648
Residential_PV | 8414 | 0.18
Residential_PV | 8415 | 0.2232
Residential_PV | 8416 | 0.04
Residential_PV | 8417 | 0
Residential_PV | 8418 | 0
Residential_PV | 8419 | 0
Residential_PV | 8420 | 0
Residential_PV | 8421 | 0
Residential_PV | 8422 | 0
Residential_PV | 8423 | 0
Residential_PV | 8424 | 0
Residential_PV | 8425 | 0
Residential_PV | 8426 | 0
Residential_PV | 8427 | 0
Residential_PV | 8428 | 0
Residential_PV | 8429 | 0
Residential_PV | 8430 | 0
Residential_PV | 8431 | 0
Residential_PV | 8432 | 0
Residential_PV | 8433 | 0.0248
Residential_PV | 8434 | 0.168
Residential_PV | 8435 | 0.1608
Residential_PV | 8436 | 0.1352
Residential_PV | 8437 | 0.2448
Residential_PV | 8438 | 0.2456
Residential_PV | 8439 | 0.124
Residential_PV | 8440 | 0.0592
Residential_PV | 8441 | 0
Residential_PV | 8442 | 0
Residential_PV | 8443 | 0
Residential_PV | 8444 | 0
Residential_PV | 8445 | 0
Residential_PV | 8446 | 0
Residential_PV | 8447 | 0
Residential_PV | 8448 | 0
Residential_PV | 8449 | 0
Residential_PV | 8450 | 0
Residential_PV | 8451 | 0
Residential_PV | 8452 | 0
Residential_PV | 8453 | 0
Residential_PV | 8454 | 0
Residential_PV | 8455 | 0
Residential_PV | 8456 | 0
Residential_PV | 8457 | 0.0584
Residential_PV | 8458 | 0.1088
Residential_PV | 8459 | 0.1272
Residential_PV | 8460 | 0.1232
Residential_PV | 8461 | 0.2168
Residential_PV | 8462 | 0.2224
Residential_PV | 8463 | 0.116
Residential_PV | 8464 | 0.056
Residential_PV | 8465 | 0
Residential_PV | 8466 | 0
Residential_PV | 8467 | 0
Residential_PV | 8468 | 0
Residential_PV | 8469 | 0
Residential_PV | 8470 | 0
Residential_PV | 8471 | 0
Residential_PV | 8472 | 0
Residential_PV | 8473 | 0
Residential_PV | 8474 | 0
Residential_PV | 8475 | 0
Residential_PV | 8476 | 0
Residential_PV | 8477 | 0
Residential_PV | 8478 | 0
Residential_PV | 8479 | 0
Residential_PV | 8480 | 0
Residential_PV | 8481 | 0.0536
Residential_PV | 8482 | 0.076
Residential_PV | 8483 | 0.2136
Residential_PV | 8484 | 0.3144
Residential_PV | 8485 | 0.1984
Residential_PV | 8486 | 0.2392
Residential_PV | 8487 | 0.1224
Residential_PV | 8488 | 0.0552
Residential_PV | 8489 | 0
Residential_PV | 8490 | 0
Residential_PV | 8491 | 0
Residential_PV | 8492 | 0
Residential_PV | 8493 | 0
Residential_PV | 8494 | 0
Residential_PV | 8495 | 0
Residential_PV | 8496 | 0
Residential_PV | 8497 | 0
Residential_PV | 8498 | 0
Residential_PV | 8499 | 0
Residential_PV | 8500 | 0
Residential_PV | 8501 | 0
Residential_PV | 8502 | 0
Residential_PV | 8503 | 0
Residential_PV | 8504 | 0
Residential_PV | 8505 | 0.0696
Residential_PV | 8506 | 0.1832
Residential_PV | 8507 | 0.2408
Residential_PV | 8508 | 0.2952
Residential_PV | 8509 | 0.3136
Residential_PV | 8510 | 0.2968
Residential_PV | 8511 | 0.1552
Residential_PV | 8512 | 0.0616
Residential_PV | 8513 | 0
Residential_PV | 8514 | 0
Residential_PV | 8515 | 0
Residential_PV | 8516 | 0
Residential_PV | 8517 | 0
Residential_PV | 8518 | 0
Residential_PV | 8519 | 0
Residential_PV | 8520 | 0
Residential_PV | 8521 | 0
Residential_PV | 8522 | 0
Residential_PV | 8523 | 0
Residential_PV | 8524 | 0
Residential_PV | 8525 | 0
Residential_PV | 8526 | 0
Residential_PV | 8527 | 0
Residential_PV | 8528 | 0
Residential_PV | 8529 | 0.0632
Residential_PV | 8530 | 0.0632
Residential_PV | 8531 | 0.0544
Residential_PV | 8532 | 0.04
Residential_PV | 8533 | 0.0536
Residential_PV | 8534 | 0.028
Residential_PV | 8535 | 0.1496
Residential_PV | 8536 | 0.0496
Residential_PV | 8537 | 0
Residential_PV | 8538 | 0
Residential_PV | 8539 | 0
Residential_PV | 8540 | 0
Residential_PV | 8541 | 0
Residential_PV | 8542 | 0
Residential_PV | 8543 | 0
Residential_PV | 8544 | 0
Residential_PV | 8545 | 0
Residential_PV | 8546 | 0
Residential_PV | 8547 | 0
Residential_PV | 8548 | 0
Residential_PV | 8549 | 0
Residential_PV | 8550 | 0
Residential_PV | 8551 | 0
Residential_PV | 8552 | 0
Residential_PV | 8553 | 0.0472
Residential_PV | 8554 | 0.1096
Residential_PV | 8555 | 0.0392
Residential_PV | 8556 | 0.0392
Residential_PV | 8557 | 0.0384
Residential_PV | 8558 | 0.0328
Residential_PV | 8559 | 0.0544
Residential_PV | 8560 | 0.052
Residential_PV | 8561 | 0
Residential_PV | 8562 | 0
Residential_PV | 8563 | 0
Residential_PV | 8564 | 0
Residential_PV | 8565 | 0
Residential_PV | 8566 | 0
Residential_PV | 8567 | 0
Residential_PV | 8568 | 0
Residential_PV | 8569 | 0
Residential_PV | 8570 | 0
Residential_PV | 8571 | 0
Residential_PV | 8572 | 0
Residential_PV | 8573 | 0
Residential_PV | 8574 | 0
Residential_PV | 8575 | 0
Residential_PV | 8576 | 0
Residential_PV | 8577 | 0.0648
Residential_PV | 8578 | 0.1616
Residential_PV | 8579 | 0.1768
Residential_PV | 8580 | 0.3136
Residential_PV | 8581 | 0.364
Residential_PV | 8582 | 0.3208
Residential_PV | 8583 | 0.232
Residential_PV | 8584 | 0.0536
Residential_PV | 8585 | 0
Residential_PV | 8586 | 0
Residential_PV | 8587 | 0
Residential_PV | 8588 | 0
Residential_PV | 8589 | 0
Residential_PV | 8590 | 0
Residential_PV | 8591 | 0
Residential_PV | 8592 | 0
Residential_PV | 8593 | 0
Residential_PV | 8594 | 0
Residential_PV | 8595 | 0
Residential_PV | 8596 | 0
Residential_PV | 8597 | 0
Residential_PV | 8598 | 0
Residential_PV | 8599 | 0
Residential_PV | 8600 | 0
Residential_PV | 8601 | 0.088
Residential_PV | 8602 | 0.2192
Residential_PV | 8603 | 0.276
Residential_PV | 8604 | 0.3376
Residential_PV | 8605 | 0.3368
Residential_PV | 8606 | 0.2848
Residential_PV | 8607 | 0.2088
Residential_PV | 8608 | 0.0392
Residential_PV | 8609 | 0
Residential_PV | 8610 | 0
Residential_PV | 8611 | 0
Residential_PV | 8612 | 0
Residential_PV | 8613 | 0
Residential_PV | 8614 | 0
Residential_PV | 8615 | 0
Residential_PV | 8616 | 0
Residential_PV | 8617 | 0
Residential_PV | 8618 | 0
Residential_PV | 8619 | 0
Residential_PV | 8620 | 0
Residential_PV | 8621 | 0
Residential_PV | 8622 | 0
Residential_PV | 8623 | 0
Residential_PV | 8624 | 0
Residential_PV | 8625 | 0.0848
Residential_PV | 8626 | 0.2016
Residential_PV | 8627 | 0.1448
Residential_PV | 8628 | 0.1232
Residential_PV | 8629 | 0.0552
Residential_PV | 8630 | 0.0392
Residential_PV | 8631 | 0.0368
Residential_PV | 8632 | 0.0536
Residential_PV | 8633 | 0
Residential_PV | 8634 | 0
Residential_PV | 8635 | 0
Residential_PV | 8636 | 0
Residential_PV | 8637 | 0
Residential_PV | 8638 | 0
Residential_PV | 8639 | 0
Residential_PV | 8640 | 0
Residential_PV | 8641 | 0
Residential_PV | 8642 | 0
Residential_PV | 8643 | 0
Residential_PV | 8644 | 0
Residential_PV | 8645 | 0
Residential_PV | 8646 | 0
Residential_PV | 8647 | 0
Residential_PV | 8648 | 0
Residential_PV | 8649 | 0.0992
Residential_PV | 8650 | 0.1696
Residential_PV | 8651 | 0.2792
Residential_PV | 8652 | 0.2664
Residential_PV | 8653 | 0.32
Residential_PV | 8654 | 0.2864
Residential_PV | 8655 | 0.1448
Residential_PV | 8656 | 0.0456
Residential_PV | 8657 | 0
Residential_PV | 8658 | 0
Residential_PV | 8659 | 0
Residential_PV | 8660 | 0
Residential_PV | 8661 | 0
Residential_PV | 8662 | 0
Residential_PV | 8663 | 0
Residential_PV | 8664 | 0
Residential_PV | 8665 | 0
Residential_PV | 8666 | 0
Residential_PV | 8667 | 0
Residential_PV | 8668 | 0
Residential_PV | 8669 | 0
Residential_PV | 8670 | 0
Residential_PV | 8671 | 0
Residential_PV | 8672 | 0
Residential_PV | 8673 | 0.1
Residential_PV | 8674 | 0.184
Residential_PV | 8675 | 0.2736
Residential_PV | 8676 | 0.26
Residential_PV | 8677 | 0.3448
Residential_PV | 8678 | 0.3136
Residential_PV | 8679 | 0.2368
Residential_PV | 8680 | 0.0528
Residential_PV | 8681 | 0
Residential_PV | 8682 | 0
Residential_PV | 8683 | 0
Residential_PV | 8684 | 0
Residential_PV | 8685 | 0
Residential_PV | 8686 | 0
Residential_PV | 8687 | 0
Residential_PV | 8688 | 0
Residential_PV | 8689 | 0
Residential_PV | 8690 | 0
Residential_PV | 8691 | 0
Residential_PV | 8692 | 0
Residential_PV | 8693 | 0
Residential_PV | 8694 | 0
Residential_PV | 8695 | 0
Residential_PV | 8696 | 0
Residential_PV | 8697 | 0.0528
Residential_PV | 8698 | 0.2008
Residential_PV | 8699 | 0.0288
Residential_PV | 8700 | 0.2512
Residential_PV | 8701 | 0.2768
Residential_PV | 8702 | 0.2472
Residential_PV | 8703 | 0.2392
Residential_PV | 8704 | 0.0416
Residential_PV | 8705 | 0
Residential_PV | 8706 | 0
Residential_PV | 8707 | 0
Residential_PV | 8708 | 0
Residential_PV | 8709 | 0
Residential_PV | 8710 | 0
Residential_PV | 8711 | 0
Residential_PV | 8712 | 0
Residential_PV | 8713 | 0
Residential_PV | 8714 | 0
Residential_PV | 8715 | 0
Residential_PV | 8716 | 0
Residential_PV | 8717 | 0
Residential_PV | 8718 | 0
Residential_PV | 8719 | 0
Residential_PV | 8720 | 0
Residential_PV | 8721 | 0.012
Residential_PV | 8722 | 0.1352
Residential_PV | 8723 | 0.2672
Residential_PV | 8724 | 0.3584
Residential_PV | 8725 | 0.3376
Residential_PV | 8726 | 0.2552
Residential_PV | 8727 | 0.1208
Residential_PV | 8728 | 0.0536
Residential_PV | 8729 | 0
Residential_PV | 8730 | 0
Residential_PV | 8731 | 0
Residential_PV | 8732 | 0
Residential_PV | 8733 | 0
Residential_PV | 8734 | 0
Residential_PV | 8735 | 0
Residential_PV | 8736 | 0
Residential_PV | 8737 | 0
Residential_PV | 8738 | 0
Residential_PV | 8739 | 0
Residential_PV | 8740 | 0
Residential_PV | 8741 | 0
Residential_PV | 8742 | 0
Residential_PV | 8743 | 0
Residential_PV | 8744 | 0
Residential_PV | 8745 | 0.1008
Residential_PV | 8746 | 0.216
Residential_PV | 8747 | 0.304
Residential_PV | 8748 | 0.3528
Residential_PV | 8749 | 0.3584
Residential_PV | 8750 | 0.3224
Residential_PV | 8751 | 0.2392
Residential_PV | 8752 | 0.0464
Residential_PV | 8753 | 0
Residential_PV | 8754 | 0
Residential_PV | 8755 | 0
Residential_PV | 8756 | 0
Residential_PV | 8757 | 0
Residential_PV | 8758 | 0
Residential_PV | 8759 | 0
Residential_PV | 8760 | 0
Commercial_PV | 1 | 0
Commercial_PV | 2 | 0
Commercial_PV | 3 | 0
Commercial_PV | 4 | 0
Commercial_PV | 5 | 0
Commercial_PV | 6 | 0
Commercial_PV | 7 | 0
Commercial_PV | 8 | 0
Commercial_PV | 9 | 0.0782
Commercial_PV | 10 | 0.1649
Commercial_PV | 11 | 0.23715
Commercial_PV | 12 | 0.2941
Commercial_PV | 13 | 0.3502
Commercial_PV | 14 | 0.34425
Commercial_PV | 15 | 0.2397
Commercial_PV | 16 | 0.0714
Commercial_PV | 17 | 0
Commercial_PV | 18 | 0
Commercial_PV | 19 | 0
Commercial_PV | 20 | 0
Commercial_PV | 21 | 0
Commercial_PV | 22 | 0
Commercial_PV | 23 | 0
Commercial_PV | 24 | 0
Commercial_PV | 25 | 0
Commercial_PV | 26 | 0
Commercial_PV | 27 | 0
Commercial_PV | 28 | 0
Commercial_PV | 29 | 0
Commercial_PV | 30 | 0
Commercial_PV | 31 | 0
Commercial_PV | 32 | 0
Commercial_PV | 33 | 0.0816
Commercial_PV | 34 | 0.1343
Commercial_PV | 35 | 0.1547
Commercial_PV | 36 | 0.24225
Commercial_PV | 37 | 0.30175
Commercial_PV | 38 | 0.14365
Commercial_PV | 39 | 0.1207
Commercial_PV | 40 | 0.05015
Commercial_PV | 41 | 0
Commercial_PV | 42 | 0
Commercial_PV | 43 | 0
Commercial_PV | 44 | 0
Commercial_PV | 45 | 0
Commercial_PV | 46 | 0
Commercial_PV | 47 | 0
Commercial_PV | 48 | 0
Commercial_PV | 49 | 0
Commercial_PV | 50 | 0
Commercial_PV | 51 | 0
Commercial_PV | 52 | 0
Commercial_PV | 53 | 0
Commercial_PV | 54 | 0
Commercial_PV | 55 | 0
Commercial_PV | 56 | 0
Commercial_PV | 57 | 0.068
Commercial_PV | 58 | 0.1088
Commercial_PV | 59 | 0.32045
Commercial_PV | 60 | 0.3808
Commercial_PV | 61 | 0.3876
Commercial_PV | 62 | 0.18275
Commercial_PV | 63 | 0.2516
Commercial_PV | 64 | 0.1122
Commercial_PV | 65 | 0.00935
Commercial_PV | 66 | 0
Commercial_PV | 67 | 0
Commercial_PV | 68 | 0
Commercial_PV | 69 | 0
Commercial_PV | 70 | 0
Commercial_PV | 71 | 0
Commercial_PV | 72 | 0
Commercial_PV | 73 | 0
Commercial_PV | 74 | 0
Commercial_PV | 75 | 0
Commercial_PV | 76 | 0
Commercial_PV | 77 | 0
Commercial_PV | 78 | 0
Commercial_PV | 79 | 0
Commercial_PV | 80 | 0
Commercial_PV | 81 | 0.10285
Commercial_PV | 82 | 0.07055
Commercial_PV | 83 | 0.24225
Commercial_PV | 84 | 0.33745
Commercial_PV | 85 | 0.3519
Commercial_PV | 86 | 0.3417
Commercial_PV | 87 | 0.255
Commercial_PV | 88 | 0.1428
Commercial_PV | 89 | 0.01105
Commercial_PV | 90 | 0
Commercial_PV | 91 | 0
Commercial_PV | 92 | 0
Commercial_PV | 93 | 0
Commercial_PV | 94 | 0
Commercial_PV | 95 | 0
Commercial_PV | 96 | 0
Commercial_PV | 97 | 0
Commercial_PV | 98 | 0
Commercial_PV | 99 | 0
Commercial_PV | 100 | 0
Commercial_PV | 101 | 0
Commercial_PV | 102 | 0
Commercial_PV | 103 | 0
Commercial_PV | 104 | 0
Commercial_PV | 105 | 0.10795
Commercial_PV | 106 | 0.2142
Commercial_PV | 107 | 0.2431
Commercial_PV | 108 | 0.32555
Commercial_PV | 109 | 0.21505
Commercial_PV | 110 | 0.289
Commercial_PV | 111 | 0.1649
Commercial_PV | 112 | 0.1513
Commercial_PV | 113 | 0.0119
Commercial_PV | 114 | 0
Commercial_PV | 115 | 0
Commercial_PV | 116 | 0
Commercial_PV | 117 | 0
Commercial_PV | 118 | 0
Commercial_PV | 119 | 0
Commercial_PV | 120 | 0
Commercial_PV | 121 | 0
Commercial_PV | 122 | 0
Commercial_PV | 123 | 0
Commercial_PV | 124 | 0
Commercial_PV | 125 | 0
Commercial_PV | 126 | 0
Commercial_PV | 127 | 0
Commercial_PV | 128 | 0
Commercial_PV | 129 | 0.04845
Commercial_PV | 130 | 0.11305
Commercial_PV | 131 | 0.17255
Commercial_PV | 132 | 0.2482
Commercial_PV | 133 | 0.3009
Commercial_PV | 134 | 0.28475
Commercial_PV | 135 | 0.26435
Commercial_PV | 136 | 0.10795
Commercial_PV | 137 | 0.01275
Commercial_PV | 138 | 0
Commercial_PV | 139 | 0
Commercial_PV | 140 | 0
Commercial_PV | 141 | 0
Commercial_PV | 142 | 0
Commercial_PV | 143 | 0
Commercial_PV | 144 | 0
Commercial_PV | 145 | 0
Commercial_PV | 146 | 0
Commercial_PV | 147 | 0
Commercial_PV | 148 | 0
Commercial_PV | 149 | 0
Commercial_PV | 150 | 0
Commercial_PV | 151 | 0
Commercial_PV | 152 | 0
Commercial_PV | 153 | 0.1037
Commercial_PV | 154 | 0.22355
Commercial_PV | 155 | 0.32045
Commercial_PV | 156 | 0.3893
Commercial_PV | 157 | 0.39865
Commercial_PV | 158 | 0.35615
Commercial_PV | 159 | 0.26945
Commercial_PV | 160 | 0.1564
Commercial_PV | 161 | 0.01275
Commercial_PV | 162 | 0
Commercial_PV | 163 | 0
Commercial_PV | 164 | 0
Commercial_PV | 165 | 0
Commercial_PV | 166 | 0
Commercial_PV | 167 | 0
Commercial_PV | 168 | 0
Commercial_PV | 169 | 0
Commercial_PV | 170 | 0
Commercial_PV | 171 | 0
Commercial_PV | 172 | 0
Commercial_PV | 173 | 0
Commercial_PV | 174 | 0
Commercial_PV | 175 | 0
Commercial_PV | 176 | 0
Commercial_PV | 177 | 0.0833
Commercial_PV | 178 | 0.2346
Commercial_PV | 179 | 0.3366
Commercial_PV | 180 | 0.391
Commercial_PV | 181 | 0.39185
Commercial_PV | 182 | 0.3604
Commercial_PV | 183 | 0.27455
Commercial_PV | 184 | 0.1547
Commercial_PV | 185 | 0.0136
Commercial_PV | 186 | 0
Commercial_PV | 187 | 0
Commercial_PV | 188 | 0
Commercial_PV | 189 | 0
Commercial_PV | 190 | 0
Commercial_PV | 191 | 0
Commercial_PV | 192 | 0
Commercial_PV | 193 | 0
Commercial_PV | 194 | 0
Commercial_PV | 195 | 0
Commercial_PV | 196 | 0
Commercial_PV | 197 | 0
Commercial_PV | 198 | 0
Commercial_PV | 199 | 0
Commercial_PV | 200 | 0
Commercial_PV | 201 | 0.1122
Commercial_PV | 202 | 0.2482
Commercial_PV | 203 | 0.34
Commercial_PV | 204 | 0.3944
Commercial_PV | 205 | 0.4012
Commercial_PV | 206 | 0.29495
Commercial_PV | 207 | 0.17085
Commercial_PV | 208 | 0.10115
Commercial_PV | 209 | 0.01615
Commercial_PV | 210 | 0
Commercial_PV | 211 | 0
Commercial_PV | 212 | 0
Commercial_PV | 213 | 0
Commercial_PV | 214 | 0
Commercial_PV | 215 | 0
Commercial_PV | 216 | 0
Commercial_PV | 217 | 0
Commercial_PV | 218 | 0
Commercial_PV | 219 | 0
Commercial_PV | 220 | 0
Commercial_PV | 221 | 0
Commercial_PV | 222 | 0
Commercial_PV | 223 | 0
Commercial_PV | 224 | 0
Commercial_PV | 225 | 0.11815
Commercial_PV | 226 | 0.24225
Commercial_PV | 227 | 0.3536
Commercial_PV | 228 | 0.39865
Commercial_PV | 229 | 0.31365
Commercial_PV | 230 | 0.2584
Commercial_PV | 231 | 0.2057
Commercial_PV | 232 | 0.11645
Commercial_PV | 233 | 0.017
Commercial_PV | 234 | 0
Commercial_PV | 235 | 0
Commercial_PV | 236 | 0
Commercial_PV | 237 | 0
Commercial_PV | 238 | 0
Commercial_PV | 239 | 0
Commercial_PV | 240 | 0
Commercial_PV | 241 | 0
Commercial_PV | 242 | 0
Commercial_PV | 243 | 0
Commercial_PV | 244 | 0
Commercial_PV | 245 | 0
Commercial_PV | 246 | 0
Commercial_PV | 247 | 0
Commercial_PV | 248 | 0
Commercial_PV | 249 | 0.0459
Commercial_PV | 250 | 0.22865
Commercial_PV | 251 | 0.28475
Commercial_PV | 252 | 0.4046
Commercial_PV | 253 | 0.41395
Commercial_PV | 254 | 0.374
Commercial_PV | 255 | 0.29325
Commercial_PV | 256 | 0.16405
Commercial_PV | 257 | 0.01615
Commercial_PV | 258 | 0
Commercial_PV | 259 | 0
Commercial_PV | 260 | 0
Commercial_PV | 261 | 0
Commercial_PV | 262 | 0
Commercial_PV | 263 | 0
Commercial_PV | 264 | 0
Commercial_PV | 265 | 0
Commercial_PV | 266 | 0
Commercial_PV | 267 | 0
Commercial_PV | 268 | 0
Commercial_PV | 269 | 0
Commercial_PV | 270 | 0
Commercial_PV | 271 | 0
Commercial_PV | 272 | 0
Commercial_PV | 273 | 0.1122
Commercial_PV | 274 | 0.23885
Commercial_PV | 275 | 0.34425
Commercial_PV | 276 | 0.40035
Commercial_PV | 277 | 0.41055
Commercial_PV | 278 | 0.3706
Commercial_PV | 279 | 0.28305
Commercial_PV | 280 | 0.1632
Commercial_PV | 281 | 0.01955
Commercial_PV | 282 | 0
Commercial_PV | 283 | 0
Commercial_PV | 284 | 0
Commercial_PV | 285 | 0
Commercial_PV | 286 | 0
Commercial_PV | 287 | 0
Commercial_PV | 288 | 0
Commercial_PV | 289 | 0
Commercial_PV | 290 | 0
Commercial_PV | 291 | 0
Commercial_PV | 292 | 0
Commercial_PV | 293 | 0
Commercial_PV | 294 | 0
Commercial_PV | 295 | 0
Commercial_PV | 296 | 0
Commercial_PV | 297 | 0.1139
Commercial_PV | 298 | 0.2448
Commercial_PV | 299 | 0.3485
Commercial_PV | 300 | 0.40715
Commercial_PV | 301 | 0.40375
Commercial_PV | 302 | 0.3094
Commercial_PV | 303 | 0.26775
Commercial_PV | 304 | 0.1564
Commercial_PV | 305 | 0.02125
Commercial_PV | 306 | 0
Commercial_PV | 307 | 0
Commercial_PV | 308 | 0
Commercial_PV | 309 | 0
Commercial_PV | 310 | 0
Commercial_PV | 311 | 0
Commercial_PV | 312 | 0
Commercial_PV | 313 | 0
Commercial_PV | 314 | 0
Commercial_PV | 315 | 0
Commercial_PV | 316 | 0
Commercial_PV | 317 | 0
Commercial_PV | 318 | 0
Commercial_PV | 319 | 0
Commercial_PV | 320 | 0
Commercial_PV | 321 | 0.1139
Commercial_PV | 322 | 0.2363
Commercial_PV | 323 | 0.3298
Commercial_PV | 324 | 0.40715
Commercial_PV | 325 | 0.41735
Commercial_PV | 326 | 0.37825
Commercial_PV | 327 | 0.29495
Commercial_PV | 328 | 0.16745
Commercial_PV | 329 | 0.01955
Commercial_PV | 330 | 0
Commercial_PV | 331 | 0
Commercial_PV | 332 | 0
Commercial_PV | 333 | 0
Commercial_PV | 334 | 0
Commercial_PV | 335 | 0
Commercial_PV | 336 | 0
Commercial_PV | 337 | 0
Commercial_PV | 338 | 0
Commercial_PV | 339 | 0
Commercial_PV | 340 | 0
Commercial_PV | 341 | 0
Commercial_PV | 342 | 0
Commercial_PV | 343 | 0
Commercial_PV | 344 | 0
Commercial_PV | 345 | 0.11645
Commercial_PV | 346 | 0.2465
Commercial_PV | 347 | 0.35275
Commercial_PV | 348 | 0.41225
Commercial_PV | 349 | 0.42075
Commercial_PV | 350 | 0.3808
Commercial_PV | 351 | 0.0476
Commercial_PV | 352 | 0.1768
Commercial_PV | 353 | 0.01955
Commercial_PV | 354 | 0
Commercial_PV | 355 | 0
Commercial_PV | 356 | 0
Commercial_PV | 357 | 0
Commercial_PV | 358 | 0
Commercial_PV | 359 | 0
Commercial_PV | 360 | 0
Commercial_PV | 361 | 0
Commercial_PV | 362 | 0
Commercial_PV | 363 | 0
Commercial_PV | 364 | 0
Commercial_PV | 365 | 0
Commercial_PV | 366 | 0
Commercial_PV | 367 | 0
Commercial_PV | 368 | 0
Commercial_PV | 369 | 0.1156
Commercial_PV | 370 | 0.2465
Commercial_PV | 371 | 0.29495
Commercial_PV | 372 | 0.3944
Commercial_PV | 373 | 0.33745
Commercial_PV | 374 | 0.33405
Commercial_PV | 375 | 0.3026
Commercial_PV | 376 | 0.1785
Commercial_PV | 377 | 0.02295
Commercial_PV | 378 | 0
Commercial_PV | 379 | 0
Commercial_PV | 380 | 0
Commercial_PV | 381 | 0
Commercial_PV | 382 | 0
Commercial_PV | 383 | 0
Commercial_PV | 384 | 0
Commercial_PV | 385 | 0
Commercial_PV | 386 | 0
Commercial_PV | 387 | 0
Commercial_PV | 388 | 0
Commercial_PV | 389 | 0
Commercial_PV | 390 | 0
Commercial_PV | 391 | 0
Commercial_PV | 392 | 0
Commercial_PV | 393 | 0.0714
Commercial_PV | 394 | 0.1462
Commercial_PV | 395 | 0.2924
Commercial_PV | 396 | 0.4148
Commercial_PV | 397 | 0.42415
Commercial_PV | 398 | 0.3706
Commercial_PV | 399 | 0.2431
Commercial_PV | 400 | 0.1241
Commercial_PV | 401 | 0.0238
Commercial_PV | 402 | 0
Commercial_PV | 403 | 0
Commercial_PV | 404 | 0
Commercial_PV | 405 | 0
Commercial_PV | 406 | 0
Commercial_PV | 407 | 0
Commercial_PV | 408 | 0
Commercial_PV | 409 | 0
Commercial_PV | 410 | 0
Commercial_PV | 411 | 0
Commercial_PV | 412 | 0
Commercial_PV | 413 | 0
Commercial_PV | 414 | 0
Commercial_PV | 415 | 0
Commercial_PV | 416 | 0
Commercial_PV | 417 | 0.0629
Commercial_PV | 418 | 0.1071
Commercial_PV | 419 | 0.1122
Commercial_PV | 420 | 0.0935
Commercial_PV | 421 | 0.1122
Commercial_PV | 422 | 0.14365
Commercial_PV | 423 | 0.10115
Commercial_PV | 424 | 0.0935
Commercial_PV | 425 | 0.02635
Commercial_PV | 426 | 0
Commercial_PV | 427 | 0
Commercial_PV | 428 | 0
Commercial_PV | 429 | 0
Commercial_PV | 430 | 0
Commercial_PV | 431 | 0
Commercial_PV | 432 | 0
Commercial_PV | 433 | 0
Commercial_PV | 434 | 0
Commercial_PV | 435 | 0
Commercial_PV | 436 | 0
Commercial_PV | 437 | 0
Commercial_PV | 438 | 0
Commercial_PV | 439 | 0
Commercial_PV | 440 | 0
Commercial_PV | 441 | 0.0748
Commercial_PV | 442 | 0.20655
Commercial_PV | 443 | 0.3485
Commercial_PV | 444 | 0.36975
Commercial_PV | 445 | 0.3519
Commercial_PV | 446 | 0.3876
Commercial_PV | 447 | 0.3162
Commercial_PV | 448 | 0.18785
Commercial_PV | 449 | 0.0204
Commercial_PV | 450 | 0
Commercial_PV | 451 | 0
Commercial_PV | 452 | 0
Commercial_PV | 453 | 0
Commercial_PV | 454 | 0
Commercial_PV | 455 | 0
Commercial_PV | 456 | 0
Commercial_PV | 457 | 0
Commercial_PV | 458 | 0
Commercial_PV | 459 | 0
Commercial_PV | 460 | 0
Commercial_PV | 461 | 0
Commercial_PV | 462 | 0
Commercial_PV | 463 | 0
Commercial_PV | 464 | 0
Commercial_PV | 465 | 0.1071
Commercial_PV | 466 | 0.2091
Commercial_PV | 467 | 0.323
Commercial_PV | 468 | 0.4148
Commercial_PV | 469 | 0.4148
Commercial_PV | 470 | 0.3672
Commercial_PV | 471 | 0.3145
Commercial_PV | 472 | 0.1921
Commercial_PV | 473 | 0.02125
Commercial_PV | 474 | 0
Commercial_PV | 475 | 0
Commercial_PV | 476 | 0
Commercial_PV | 477 | 0
Commercial_PV | 478 | 0
Commercial_PV | 479 | 0
Commercial_PV | 480 | 0
Commercial_PV | 481 | 0
Commercial_PV | 482 | 0
Commercial_PV | 483 | 0
Commercial_PV | 484 | 0
Commercial_PV | 485 | 0
Commercial_PV | 486 | 0
Commercial_PV | 487 | 0
Commercial_PV | 488 | 0
Commercial_PV | 489 | 0.03995
Commercial_PV | 490 | 0.02295
Commercial_PV | 491 | 0.1054
Commercial_PV | 492 | 0.07735
Commercial_PV | 493 | 0.05525
Commercial_PV | 494 | 0.09775
Commercial_PV | 495 | 0.0629
Commercial_PV | 496 | 0.0731
Commercial_PV | 497 | 0.0238
Commercial_PV | 498 | 0
Commercial_PV | 499 | 0
Commercial_PV | 500 | 0
Commercial_PV | 501 | 0
Commercial_PV | 502 | 0
Commercial_PV | 503 | 0
Commercial_PV | 504 | 0
Commercial_PV | 505 | 0
Commercial_PV | 506 | 0
Commercial_PV | 507 | 0
Commercial_PV | 508 | 0
Commercial_PV | 509 | 0
Commercial_PV | 510 | 0
Commercial_PV | 511 | 0
Commercial_PV | 512 | 0
Commercial_PV | 513 | 0.0221
Commercial_PV | 514 | 0.0306
Commercial_PV | 515 | 0.08415
Commercial_PV | 516 | 0.26265
Commercial_PV | 517 | 0.40375
Commercial_PV | 518 | 0.221
Commercial_PV | 519 | 0.22695
Commercial_PV | 520 | 0.1632
Commercial_PV | 521 | 0.01955
Commercial_PV | 522 | 0
Commercial_PV | 523 | 0
Commercial_PV | 524 | 0
Commercial_PV | 525 | 0
Commercial_PV | 526 | 0
Commercial_PV | 527 | 0
Commercial_PV | 528 | 0
Commercial_PV | 529 | 0
Commercial_PV | 530 | 0
Commercial_PV | 531 | 0
Commercial_PV | 532 | 0
Commercial_PV | 533 | 0
Commercial_PV | 534 | 0
Commercial_PV | 535 | 0
Commercial_PV | 536 | 0
Commercial_PV | 537 | 0.1241
Commercial_PV | 538 | 0.1921
Commercial_PV | 539 | 0.16065
Commercial_PV | 540 | 0.16235
Commercial_PV | 541 | 0.3944
Commercial_PV | 542 | 0.34085
Commercial_PV | 543 | 0.3026
Commercial_PV | 544 | 0.1938
Commercial_PV | 545 | 0.034
Commercial_PV | 546 | 0
Commercial_PV | 547 | 0
Commercial_PV | 548 | 0
Commercial_PV | 549 | 0
Commercial_PV | 550 | 0
Commercial_PV | 551 | 0
Commercial_PV | 552 | 0
Commercial_PV | 553 | 0
Commercial_PV | 554 | 0
Commercial_PV | 555 | 0
Commercial_PV | 556 | 0
Commercial_PV | 557 | 0
Commercial_PV | 558 | 0
Commercial_PV | 559 | 0
Commercial_PV | 560 | 0
Commercial_PV | 561 | 0.05185
Commercial_PV | 562 | 0.0731
Commercial_PV | 563 | 0.06375
Commercial_PV | 564 | 0.15385
Commercial_PV | 565 | 0.3043
Commercial_PV | 566 | 0.4029
Commercial_PV | 567 | 0.3111
Commercial_PV | 568 | 0.2057
Commercial_PV | 569 | 0.0272
Commercial_PV | 570 | 0
Commercial_PV | 571 | 0
Commercial_PV | 572 | 0
Commercial_PV | 573 | 0
Commercial_PV | 574 | 0
Commercial_PV | 575 | 0
Commercial_PV | 576 | 0
Commercial_PV | 577 | 0
Commercial_PV | 578 | 0
Commercial_PV | 579 | 0
Commercial_PV | 580 | 0
Commercial_PV | 581 | 0
Commercial_PV | 582 | 0
Commercial_PV | 583 | 0
Commercial_PV | 584 | 0
Commercial_PV | 585 | 0.1326
Commercial_PV | 586 | 0.21335
Commercial_PV | 587 | 0.30685
Commercial_PV | 588 | 0.4284
Commercial_PV | 589 | 0.3859
Commercial_PV | 590 | 0.2703
Commercial_PV | 591 | 0.2465
Commercial_PV | 592 | 0.20145
Commercial_PV | 593 | 0.0272
Commercial_PV | 594 | 0
Commercial_PV | 595 | 0
Commercial_PV | 596 | 0
Commercial_PV | 597 | 0
Commercial_PV | 598 | 0
Commercial_PV | 599 | 0
Commercial_PV | 600 | 0
Commercial_PV | 601 | 0
Commercial_PV | 602 | 0
Commercial_PV | 603 | 0
Commercial_PV | 604 | 0
Commercial_PV | 605 | 0
Commercial_PV | 606 | 0
Commercial_PV | 607 | 0
Commercial_PV | 608 | 0
Commercial_PV | 609 | 0.13685
Commercial_PV | 610 | 0.27285
Commercial_PV | 611 | 0.37825
Commercial_PV | 612 | 0.3587
Commercial_PV | 613 | 0.3791
Commercial_PV | 614 | 0.37145
Commercial_PV | 615 | 0.3264
Commercial_PV | 616 | 0.1326
Commercial_PV | 617 | 0.0374
Commercial_PV | 618 | 0
Commercial_PV | 619 | 0
Commercial_PV | 620 | 0
Commercial_PV | 621 | 0
Commercial_PV | 622 | 0
Commercial_PV | 623 | 0
Commercial_PV | 624 | 0
Commercial_PV | 625 | 0
Commercial_PV | 626 | 0
Commercial_PV | 627 | 0
Commercial_PV | 628 | 0
Commercial_PV | 629 | 0
Commercial_PV | 630 | 0
Commercial_PV | 631 | 0
Commercial_PV | 632 | 0
Commercial_PV | 633 | 0.0731
Commercial_PV | 634 | 0.0986
Commercial_PV | 635 | 0.11645
Commercial_PV | 636 | 0.1071
Commercial_PV | 637 | 0.14535
Commercial_PV | 638 | 0.11985
Commercial_PV | 639 | 0.09775
Commercial_PV | 640 | 0.10115
Commercial_PV | 641 | 0.0408
Commercial_PV | 642 | 0
Commercial_PV | 643 | 0
Commercial_PV | 644 | 0
Commercial_PV | 645 | 0
Commercial_PV | 646 | 0
Commercial_PV | 647 | 0
Commercial_PV | 648 | 0
Commercial_PV | 649 | 0
Commercial_PV | 650 | 0
Commercial_PV | 651 | 0
Commercial_PV | 652 | 0
Commercial_PV | 653 | 0
Commercial_PV | 654 | 0
Commercial_PV | 655 | 0
Commercial_PV | 656 | 0
Commercial_PV | 657 | 0.0918
Commercial_PV | 658 | 0.16065
Commercial_PV | 659 | 0.2958
Commercial_PV | 660 | 0.3519
Commercial_PV | 661 | 0.3247
Commercial_PV | 662 | 0.2805
Commercial_PV | 663 | 0.13175
Commercial_PV | 664 | 0.1377
Commercial_PV | 665 | 0.0357
Commercial_PV | 666 | 0
Commercial_PV | 667 | 0
Commercial_PV | 668 | 0
Commercial_PV | 669 | 0
Commercial_PV | 670 | 0
Commercial_PV | 671 | 0
Commercial_PV | 672 | 0
Commercial_PV | 673 | 0
Commercial_PV | 674 | 0
Commercial_PV | 675 | 0
Commercial_PV | 676 | 0
Commercial_PV | 677 | 0
Commercial_PV | 678 | 0
Commercial_PV | 679 | 0
Commercial_PV | 680 | 0
Commercial_PV | 681 | 0.14705
Commercial_PV | 682 | 0.27965
Commercial_PV | 683 | 0.2771
Commercial_PV | 684 | 0.43435
Commercial_PV | 685 | 0.4641
Commercial_PV | 686 | 0.3655
Commercial_PV | 687 | 0.1751
Commercial_PV | 688 | 0.11985
Commercial_PV | 689 | 0.0068
Commercial_PV | 690 | 0
Commercial_PV | 691 | 0
Commercial_PV | 692 | 0
Commercial_PV | 693 | 0
Commercial_PV | 694 | 0
Commercial_PV | 695 | 0
Commercial_PV | 696 | 0
Commercial_PV | 697 | 0
Commercial_PV | 698 | 0
Commercial_PV | 699 | 0
Commercial_PV | 700 | 0
Commercial_PV | 701 | 0
Commercial_PV | 702 | 0
Commercial_PV | 703 | 0
Commercial_PV | 704 | 0
Commercial_PV | 705 | 0.14705
Commercial_PV | 706 | 0.26435
Commercial_PV | 707 | 0.2686
Commercial_PV | 708 | 0.1785
Commercial_PV | 709 | 0.32045
Commercial_PV | 710 | 0.2788
Commercial_PV | 711 | 0.3298
Commercial_PV | 712 | 0.19465
Commercial_PV | 713 | 0.04335
Commercial_PV | 714 | 0
Commercial_PV | 715 | 0
Commercial_PV | 716 | 0
Commercial_PV | 717 | 0
Commercial_PV | 718 | 0
Commercial_PV | 719 | 0
Commercial_PV | 720 | 0
Commercial_PV | 721 | 0
Commercial_PV | 722 | 0
Commercial_PV | 723 | 0
Commercial_PV | 724 | 0
Commercial_PV | 725 | 0
Commercial_PV | 726 | 0
Commercial_PV | 727 | 0
Commercial_PV | 728 | 0
Commercial_PV | 729 | 0.05525
Commercial_PV | 730 | 0.0799
Commercial_PV | 731 | 0.24735
Commercial_PV | 732 | 0.2907
Commercial_PV | 733 | 0.27625
Commercial_PV | 734 | 0.2023
Commercial_PV | 735 | 0.13515
Commercial_PV | 736 | 0.08755
Commercial_PV | 737 | 0.03655
Commercial_PV | 738 | 0
Commercial_PV | 739 | 0
Commercial_PV | 740 | 0
Commercial_PV | 741 | 0
Commercial_PV | 742 | 0
Commercial_PV | 743 | 0
Commercial_PV | 744 | 0
Commercial_PV | 745 | 0
Commercial_PV | 746 | 0
Commercial_PV | 747 | 0
Commercial_PV | 748 | 0
Commercial_PV | 749 | 0
Commercial_PV | 750 | 0
Commercial_PV | 751 | 0
Commercial_PV | 752 | 0
Commercial_PV | 753 | 0.1156
Commercial_PV | 754 | 0.03315
Commercial_PV | 755 | 0.0884
Commercial_PV | 756 | 0.19975
Commercial_PV | 757 | 0.34595
Commercial_PV | 758 | 0.3366
Commercial_PV | 759 | 0.2448
Commercial_PV | 760 | 0.1734
Commercial_PV | 761 | 0.02975
Commercial_PV | 762 | 0
Commercial_PV | 763 | 0
Commercial_PV | 764 | 0
Commercial_PV | 765 | 0
Commercial_PV | 766 | 0
Commercial_PV | 767 | 0
Commercial_PV | 768 | 0
Commercial_PV | 769 | 0
Commercial_PV | 770 | 0
Commercial_PV | 771 | 0
Commercial_PV | 772 | 0
Commercial_PV | 773 | 0
Commercial_PV | 774 | 0
Commercial_PV | 775 | 0
Commercial_PV | 776 | 0
Commercial_PV | 777 | 0.1598
Commercial_PV | 778 | 0.28305
Commercial_PV | 779 | 0.3927
Commercial_PV | 780 | 0.46155
Commercial_PV | 781 | 0.47855
Commercial_PV | 782 | 0.4352
Commercial_PV | 783 | 0.34765
Commercial_PV | 784 | 0.2329
Commercial_PV | 785 | 0.0408
Commercial_PV | 786 | 0
Commercial_PV | 787 | 0
Commercial_PV | 788 | 0
Commercial_PV | 789 | 0
Commercial_PV | 790 | 0
Commercial_PV | 791 | 0
Commercial_PV | 792 | 0
Commercial_PV | 793 | 0
Commercial_PV | 794 | 0
Commercial_PV | 795 | 0
Commercial_PV | 796 | 0
Commercial_PV | 797 | 0
Commercial_PV | 798 | 0
Commercial_PV | 799 | 0
Commercial_PV | 800 | 0.0102
Commercial_PV | 801 | 0.15215
Commercial_PV | 802 | 0.2907
Commercial_PV | 803 | 0.39865
Commercial_PV | 804 | 0.45475
Commercial_PV | 805 | 0.4539
Commercial_PV | 806 | 0.41905
Commercial_PV | 807 | 0.3264
Commercial_PV | 808 | 0.2312
Commercial_PV | 809 | 0.04335
Commercial_PV | 810 | 0
Commercial_PV | 811 | 0
Commercial_PV | 812 | 0
Commercial_PV | 813 | 0
Commercial_PV | 814 | 0
Commercial_PV | 815 | 0
Commercial_PV | 816 | 0
Commercial_PV | 817 | 0
Commercial_PV | 818 | 0
Commercial_PV | 819 | 0
Commercial_PV | 820 | 0
Commercial_PV | 821 | 0
Commercial_PV | 822 | 0
Commercial_PV | 823 | 0
Commercial_PV | 824 | 0.01105
Commercial_PV | 825 | 0.15725
Commercial_PV | 826 | 0.2992
Commercial_PV | 827 | 0.40885
Commercial_PV | 828 | 0.47175
Commercial_PV | 829 | 0.4896
Commercial_PV | 830 | 0.4556
Commercial_PV | 831 | 0.3706
Commercial_PV | 832 | 0.24225
Commercial_PV | 833 | 0.0425
Commercial_PV | 834 | 0
Commercial_PV | 835 | 0
Commercial_PV | 836 | 0
Commercial_PV | 837 | 0
Commercial_PV | 838 | 0
Commercial_PV | 839 | 0
Commercial_PV | 840 | 0
Commercial_PV | 841 | 0
Commercial_PV | 842 | 0
Commercial_PV | 843 | 0
Commercial_PV | 844 | 0
Commercial_PV | 845 | 0
Commercial_PV | 846 | 0
Commercial_PV | 847 | 0
Commercial_PV | 848 | 0.01275
Commercial_PV | 849 | 0.1598
Commercial_PV | 850 | 0.30005
Commercial_PV | 851 | 0.3672
Commercial_PV | 852 | 0.42925
Commercial_PV | 853 | 0.4811
Commercial_PV | 854 | 0.45985
Commercial_PV | 855 | 0.37485
Commercial_PV | 856 | 0.24735
Commercial_PV | 857 | 0.04165
Commercial_PV | 858 | 0
Commercial_PV | 859 | 0
Commercial_PV | 860 | 0
Commercial_PV | 861 | 0
Commercial_PV | 862 | 0
Commercial_PV | 863 | 0
Commercial_PV | 864 | 0
Commercial_PV | 865 | 0
Commercial_PV | 866 | 0
Commercial_PV | 867 | 0
Commercial_PV | 868 | 0
Commercial_PV | 869 | 0
Commercial_PV | 870 | 0
Commercial_PV | 871 | 0
Commercial_PV | 872 | 0.0136
Commercial_PV | 873 | 0.16405
Commercial_PV | 874 | 0.30515
Commercial_PV | 875 | 0.42585
Commercial_PV | 876 | 0.48025
Commercial_PV | 877 | 0.50405
Commercial_PV | 878 | 0.4624
Commercial_PV | 879 | 0.3808
Commercial_PV | 880 | 0.2499
Commercial_PV | 881 | 0.04335
Commercial_PV | 882 | 0
Commercial_PV | 883 | 0
Commercial_PV | 884 | 0
Commercial_PV | 885 | 0
Commercial_PV | 886 | 0
Commercial_PV | 887 | 0
Commercial_PV | 888 | 0
Commercial_PV | 889 | 0
Commercial_PV | 890 | 0
Commercial_PV | 891 | 0
Commercial_PV | 892 | 0
Commercial_PV | 893 | 0
Commercial_PV | 894 | 0
Commercial_PV | 895 | 0
Commercial_PV | 896 | 0.0153
Commercial_PV | 897 | 0.14195
Commercial_PV | 898 | 0.26945
Commercial_PV | 899 | 0.40715
Commercial_PV | 900 | 0.4607
Commercial_PV | 901 | 0.47005
Commercial_PV | 902 | 0.46155
Commercial_PV | 903 | 0.37315
Commercial_PV | 904 | 0.255
Commercial_PV | 905 | 0.0493
Commercial_PV | 906 | 0
Commercial_PV | 907 | 0
Commercial_PV | 908 | 0
Commercial_PV | 909 | 0
Commercial_PV | 910 | 0
Commercial_PV | 911 | 0
Commercial_PV | 912 | 0
Commercial_PV | 913 | 0
Commercial_PV | 914 | 0
Commercial_PV | 915 | 0
Commercial_PV | 916 | 0
Commercial_PV | 917 | 0
Commercial_PV | 918 | 0
Commercial_PV | 919 | 0
Commercial_PV | 920 | 0.017
Commercial_PV | 921 | 0.1173
Commercial_PV | 922 | 0.2227
Commercial_PV | 923 | 0.2737
Commercial_PV | 924 | 0.3842
Commercial_PV | 925 | 0.32725
Commercial_PV | 926 | 0.4012
Commercial_PV | 927 | 0.26945
Commercial_PV | 928 | 0.2261
Commercial_PV | 929 | 0.04675
Commercial_PV | 930 | 0
Commercial_PV | 931 | 0
Commercial_PV | 932 | 0
Commercial_PV | 933 | 0
Commercial_PV | 934 | 0
Commercial_PV | 935 | 0
Commercial_PV | 936 | 0
Commercial_PV | 937 | 0
Commercial_PV | 938 | 0
Commercial_PV | 939 | 0
Commercial_PV | 940 | 0
Commercial_PV | 941 | 0
Commercial_PV | 942 | 0
Commercial_PV | 943 | 0
Commercial_PV | 944 | 0.017
Commercial_PV | 945 | 0.10285
Commercial_PV | 946 | 0.17765
Commercial_PV | 947 | 0.26265
Commercial_PV | 948 | 0.4012
Commercial_PV | 949 | 0.43945
Commercial_PV | 950 | 0.3553
Commercial_PV | 951 | 0.2856
Commercial_PV | 952 | 0.23035
Commercial_PV | 953 | 0.0459
Commercial_PV | 954 | 0
Commercial_PV | 955 | 0
Commercial_PV | 956 | 0
Commercial_PV | 957 | 0
Commercial_PV | 958 | 0
Commercial_PV | 959 | 0
Commercial_PV | 960 | 0
Commercial_PV | 961 | 0
Commercial_PV | 962 | 0
Commercial_PV | 963 | 0
Commercial_PV | 964 | 0
Commercial_PV | 965 | 0
Commercial_PV | 966 | 0
Commercial_PV | 967 | 0
Commercial_PV | 968 | 0.0289
Commercial_PV | 969 | 0.16405
Commercial_PV | 970 | 0.2074
Commercial_PV | 971 | 0.3128
Commercial_PV | 972 | 0.4352
Commercial_PV | 973 | 0.40375
Commercial_PV | 974 | 0.42755
Commercial_PV | 975 | 0.35955
Commercial_PV | 976 | 0.21845
Commercial_PV | 977 | 0.05355
Commercial_PV | 978 | 0
Commercial_PV | 979 | 0
Commercial_PV | 980 | 0
Commercial_PV | 981 | 0
Commercial_PV | 982 | 0
Commercial_PV | 983 | 0
Commercial_PV | 984 | 0
Commercial_PV | 985 | 0
Commercial_PV | 986 | 0
Commercial_PV | 987 | 0
Commercial_PV | 988 | 0
Commercial_PV | 989 | 0
Commercial_PV | 990 | 0
Commercial_PV | 991 | 0
Commercial_PV | 992 | 0.03485
Commercial_PV | 993 | 0.18105
Commercial_PV | 994 | 0.3247
Commercial_PV | 995 | 0.43775
Commercial_PV | 996 | 0.50235
Commercial_PV | 997 | 0.51595
Commercial_PV | 998 | 0.43945
Commercial_PV | 999 | 0.38165
Commercial_PV | 1000 | 0.26265
Commercial_PV | 1001 | 0.0561
Commercial_PV | 1002 | 0
Commercial_PV | 1003 | 0
Commercial_PV | 1004 | 0
Commercial_PV | 1005 | 0
Commercial_PV | 1006 | 0
Commercial_PV | 1007 | 0
Commercial_PV | 1008 | 0
Commercial_PV | 1009 | 0
Commercial_PV | 1010 | 0
Commercial_PV | 1011 | 0
Commercial_PV | 1012 | 0
Commercial_PV | 1013 | 0
Commercial_PV | 1014 | 0
Commercial_PV | 1015 | 0
Commercial_PV | 1016 | 0.0255
Commercial_PV | 1017 | 0.11135
Commercial_PV | 1018 | 0.21675
Commercial_PV | 1019 | 0.3944
Commercial_PV | 1020 | 0.49385
Commercial_PV | 1021 | 0.50065
Commercial_PV | 1022 | 0.47345
Commercial_PV | 1023 | 0.3859
Commercial_PV | 1024 | 0.27455
Commercial_PV | 1025 | 0.0493
Commercial_PV | 1026 | 0
Commercial_PV | 1027 | 0
Commercial_PV | 1028 | 0
Commercial_PV | 1029 | 0
Commercial_PV | 1030 | 0
Commercial_PV | 1031 | 0
Commercial_PV | 1032 | 0
Commercial_PV | 1033 | 0
Commercial_PV | 1034 | 0
Commercial_PV | 1035 | 0
Commercial_PV | 1036 | 0
Commercial_PV | 1037 | 0
Commercial_PV | 1038 | 0
Commercial_PV | 1039 | 0
Commercial_PV | 1040 | 0.0374
Commercial_PV | 1041 | 0.187
Commercial_PV | 1042 | 0.27285
Commercial_PV | 1043 | 0.4029
Commercial_PV | 1044 | 0.4641
Commercial_PV | 1045 | 0.45815
Commercial_PV | 1046 | 0.47005
Commercial_PV | 1047 | 0.35615
Commercial_PV | 1048 | 0.21335
Commercial_PV | 1049 | 0.051
Commercial_PV | 1050 | 0
Commercial_PV | 1051 | 0
Commercial_PV | 1052 | 0
Commercial_PV | 1053 | 0
Commercial_PV | 1054 | 0
Commercial_PV | 1055 | 0
Commercial_PV | 1056 | 0
Commercial_PV | 1057 | 0
Commercial_PV | 1058 | 0
Commercial_PV | 1059 | 0
Commercial_PV | 1060 | 0
Commercial_PV | 1061 | 0
Commercial_PV | 1062 | 0
Commercial_PV | 1063 | 0
Commercial_PV | 1064 | 0.04505
Commercial_PV | 1065 | 0.0493
Commercial_PV | 1066 | 0.2312
Commercial_PV | 1067 | 0.03995
Commercial_PV | 1068 | 0.1377
Commercial_PV | 1069 | 0.09945
Commercial_PV | 1070 | 0.14365
Commercial_PV | 1071 | 0.068
Commercial_PV | 1072 | 0.0714
Commercial_PV | 1073 | 0.0612
Commercial_PV | 1074 | 0
Commercial_PV | 1075 | 0
Commercial_PV | 1076 | 0
Commercial_PV | 1077 | 0
Commercial_PV | 1078 | 0
Commercial_PV | 1079 | 0
Commercial_PV | 1080 | 0
Commercial_PV | 1081 | 0
Commercial_PV | 1082 | 0
Commercial_PV | 1083 | 0
Commercial_PV | 1084 | 0
Commercial_PV | 1085 | 0
Commercial_PV | 1086 | 0
Commercial_PV | 1087 | 0
Commercial_PV | 1088 | 0.0255
Commercial_PV | 1089 | 0.0884
Commercial_PV | 1090 | 0.119
Commercial_PV | 1091 | 0.18785
Commercial_PV | 1092 | 0.25245
Commercial_PV | 1093 | 0.42755
Commercial_PV | 1094 | 0.27455
Commercial_PV | 1095 | 0.1156
Commercial_PV | 1096 | 0.07735
Commercial_PV | 1097 | 0.0544
Commercial_PV | 1098 | 0
Commercial_PV | 1099 | 0
Commercial_PV | 1100 | 0
Commercial_PV | 1101 | 0
Commercial_PV | 1102 | 0
Commercial_PV | 1103 | 0
Commercial_PV | 1104 | 0
Commercial_PV | 1105 | 0
Commercial_PV | 1106 | 0
Commercial_PV | 1107 | 0
Commercial_PV | 1108 | 0
Commercial_PV | 1109 | 0
Commercial_PV | 1110 | 0
Commercial_PV | 1111 | 0
Commercial_PV | 1112 | 0.00425
Commercial_PV | 1113 | 0.136
Commercial_PV | 1114 | 0.06885
Commercial_PV | 1115 | 0.43095
Commercial_PV | 1116 | 0.53465
Commercial_PV | 1117 | 0.4794
Commercial_PV | 1118 | 0.5032
Commercial_PV | 1119 | 0.36635
Commercial_PV | 1120 | 0.1768
Commercial_PV | 1121 | 0.0697
Commercial_PV | 1122 | 0
Commercial_PV | 1123 | 0
Commercial_PV | 1124 | 0
Commercial_PV | 1125 | 0
Commercial_PV | 1126 | 0
Commercial_PV | 1127 | 0
Commercial_PV | 1128 | 0
Commercial_PV | 1129 | 0
Commercial_PV | 1130 | 0
Commercial_PV | 1131 | 0
Commercial_PV | 1132 | 0
Commercial_PV | 1133 | 0
Commercial_PV | 1134 | 0
Commercial_PV | 1135 | 0
Commercial_PV | 1136 | 0.0357
Commercial_PV | 1137 | 0.0595
Commercial_PV | 1138 | 0.09775
Commercial_PV | 1139 | 0.4607
Commercial_PV | 1140 | 0.52785
Commercial_PV | 1141 | 0.28815
Commercial_PV | 1142 | 0.35785
Commercial_PV | 1143 | 0.2397
Commercial_PV | 1144 | 0.272
Commercial_PV | 1145 | 0.0765
Commercial_PV | 1146 | 0
Commercial_PV | 1147 | 0
Commercial_PV | 1148 | 0
Commercial_PV | 1149 | 0
Commercial_PV | 1150 | 0
Commercial_PV | 1151 | 0
Commercial_PV | 1152 | 0
Commercial_PV | 1153 | 0
Commercial_PV | 1154 | 0
Commercial_PV | 1155 | 0
Commercial_PV | 1156 | 0
Commercial_PV | 1157 | 0
Commercial_PV | 1158 | 0
Commercial_PV | 1159 | 0
Commercial_PV | 1160 | 0.0051
Commercial_PV | 1161 | 0.1734
Commercial_PV | 1162 | 0.2907
Commercial_PV | 1163 | 0.36465
Commercial_PV | 1164 | 0.54145
Commercial_PV | 1165 | 0.4998
Commercial_PV | 1166 | 0.52275
Commercial_PV | 1167 | 0.37825
Commercial_PV | 1168 | 0.3026
Commercial_PV | 1169 | 0.051
Commercial_PV | 1170 | 0
Commercial_PV | 1171 | 0
Commercial_PV | 1172 | 0
Commercial_PV | 1173 | 0
Commercial_PV | 1174 | 0
Commercial_PV | 1175 | 0
Commercial_PV | 1176 | 0
Commercial_PV | 1177 | 0
Commercial_PV | 1178 | 0
Commercial_PV | 1179 | 0
Commercial_PV | 1180 | 0
Commercial_PV | 1181 | 0
Commercial_PV | 1182 | 0
Commercial_PV | 1183 | 0
Commercial_PV | 1184 | 0.0595
Commercial_PV | 1185 | 0.20655
Commercial_PV | 1186 | 0.35615
Commercial_PV | 1187 | 0.47515
Commercial_PV | 1188 | 0.5406
Commercial_PV | 1189 | 0.55335
Commercial_PV | 1190 | 0.4216
Commercial_PV | 1191 | 0.43775
Commercial_PV | 1192 | 0.2346
Commercial_PV | 1193 | 0.0799
Commercial_PV | 1194 | 0
Commercial_PV | 1195 | 0
Commercial_PV | 1196 | 0
Commercial_PV | 1197 | 0
Commercial_PV | 1198 | 0
Commercial_PV | 1199 | 0
Commercial_PV | 1200 | 0
Commercial_PV | 1201 | 0
Commercial_PV | 1202 | 0
Commercial_PV | 1203 | 0
Commercial_PV | 1204 | 0
Commercial_PV | 1205 | 0
Commercial_PV | 1206 | 0
Commercial_PV | 1207 | 0
Commercial_PV | 1208 | 0.03485
Commercial_PV | 1209 | 0.0986
Commercial_PV | 1210 | 0.0816
Commercial_PV | 1211 | 0.2176
Commercial_PV | 1212 | 0.2346
Commercial_PV | 1213 | 0.4131
Commercial_PV | 1214 | 0.48705
Commercial_PV | 1215 | 0.4369
Commercial_PV | 1216 | 0.3128
Commercial_PV | 1217 | 0.0493
Commercial_PV | 1218 | 0
Commercial_PV | 1219 | 0
Commercial_PV | 1220 | 0
Commercial_PV | 1221 | 0
Commercial_PV | 1222 | 0
Commercial_PV | 1223 | 0
Commercial_PV | 1224 | 0
Commercial_PV | 1225 | 0
Commercial_PV | 1226 | 0
Commercial_PV | 1227 | 0
Commercial_PV | 1228 | 0
Commercial_PV | 1229 | 0
Commercial_PV | 1230 | 0
Commercial_PV | 1231 | 0
Commercial_PV | 1232 | 0.0238
Commercial_PV | 1233 | 0.14025
Commercial_PV | 1234 | 0.37315
Commercial_PV | 1235 | 0.4845
Commercial_PV | 1236 | 0.4318
Commercial_PV | 1237 | 0.4913
Commercial_PV | 1238 | 0.5083
Commercial_PV | 1239 | 0.42245
Commercial_PV | 1240 | 0.30855
Commercial_PV | 1241 | 0.07225
Commercial_PV | 1242 | 0
Commercial_PV | 1243 | 0
Commercial_PV | 1244 | 0
Commercial_PV | 1245 | 0
Commercial_PV | 1246 | 0
Commercial_PV | 1247 | 0
Commercial_PV | 1248 | 0
Commercial_PV | 1249 | 0
Commercial_PV | 1250 | 0
Commercial_PV | 1251 | 0
Commercial_PV | 1252 | 0
Commercial_PV | 1253 | 0
Commercial_PV | 1254 | 0
Commercial_PV | 1255 | 0
Commercial_PV | 1256 | 0.0731
Commercial_PV | 1257 | 0.22865
Commercial_PV | 1258 | 0.374
Commercial_PV | 1259 | 0.37655
Commercial_PV | 1260 | 0.37485
Commercial_PV | 1261 | 0.41055
Commercial_PV | 1262 | 0.18615
Commercial_PV | 1263 | 0.1768
Commercial_PV | 1264 | 0.1309
Commercial_PV | 1265 | 0.0816
Commercial_PV | 1266 | 0
Commercial_PV | 1267 | 0
Commercial_PV | 1268 | 0
Commercial_PV | 1269 | 0
Commercial_PV | 1270 | 0
Commercial_PV | 1271 | 0
Commercial_PV | 1272 | 0
Commercial_PV | 1273 | 0
Commercial_PV | 1274 | 0
Commercial_PV | 1275 | 0
Commercial_PV | 1276 | 0
Commercial_PV | 1277 | 0
Commercial_PV | 1278 | 0
Commercial_PV | 1279 | 0
Commercial_PV | 1280 | 0.0714
Commercial_PV | 1281 | 0.22525
Commercial_PV | 1282 | 0.3706
Commercial_PV | 1283 | 0.48705
Commercial_PV | 1284 | 0.5627
Commercial_PV | 1285 | 0.58225
Commercial_PV | 1286 | 0.56015
Commercial_PV | 1287 | 0.4692
Commercial_PV | 1288 | 0.32895
Commercial_PV | 1289 | 0.17425
Commercial_PV | 1290 | 0.00935
Commercial_PV | 1291 | 0
Commercial_PV | 1292 | 0
Commercial_PV | 1293 | 0
Commercial_PV | 1294 | 0
Commercial_PV | 1295 | 0
Commercial_PV | 1296 | 0
Commercial_PV | 1297 | 0
Commercial_PV | 1298 | 0
Commercial_PV | 1299 | 0
Commercial_PV | 1300 | 0
Commercial_PV | 1301 | 0
Commercial_PV | 1302 | 0
Commercial_PV | 1303 | 0
Commercial_PV | 1304 | 0.06545
Commercial_PV | 1305 | 0.1513
Commercial_PV | 1306 | 0.26945
Commercial_PV | 1307 | 0.34935
Commercial_PV | 1308 | 0.2737
Commercial_PV | 1309 | 0.4403
Commercial_PV | 1310 | 0.4318
Commercial_PV | 1311 | 0.33745
Commercial_PV | 1312 | 0.22525
Commercial_PV | 1313 | 0.10115
Commercial_PV | 1314 | 0.00595
Commercial_PV | 1315 | 0
Commercial_PV | 1316 | 0
Commercial_PV | 1317 | 0
Commercial_PV | 1318 | 0
Commercial_PV | 1319 | 0
Commercial_PV | 1320 | 0
Commercial_PV | 1321 | 0
Commercial_PV | 1322 | 0
Commercial_PV | 1323 | 0
Commercial_PV | 1324 | 0
Commercial_PV | 1325 | 0
Commercial_PV | 1326 | 0
Commercial_PV | 1327 | 0
Commercial_PV | 1328 | 0.0408
Commercial_PV | 1329 | 0.0952
Commercial_PV | 1330 | 0.25585
Commercial_PV | 1331 | 0.4794
Commercial_PV | 1332 | 0.391
Commercial_PV | 1333 | 0.49555
Commercial_PV | 1334 | 0.54145
Commercial_PV | 1335 | 0.4573
Commercial_PV | 1336 | 0.3026
Commercial_PV | 1337 | 0.17595
Commercial_PV | 1338 | 0.0136
Commercial_PV | 1339 | 0
Commercial_PV | 1340 | 0
Commercial_PV | 1341 | 0
Commercial_PV | 1342 | 0
Commercial_PV | 1343 | 0
Commercial_PV | 1344 | 0
Commercial_PV | 1345 | 0
Commercial_PV | 1346 | 0
Commercial_PV | 1347 | 0
Commercial_PV | 1348 | 0
Commercial_PV | 1349 | 0
Commercial_PV | 1350 | 0
Commercial_PV | 1351 | 0
Commercial_PV | 1352 | 0.03995
Commercial_PV | 1353 | 0.085
Commercial_PV | 1354 | 0.21335
Commercial_PV | 1355 | 0.306
Commercial_PV | 1356 | 0.4097
Commercial_PV | 1357 | 0.47685
Commercial_PV | 1358 | 0.52785
Commercial_PV | 1359 | 0.2703
Commercial_PV | 1360 | 0.2142
Commercial_PV | 1361 | 0.1377
Commercial_PV | 1362 | 0.0136
Commercial_PV | 1363 | 0
Commercial_PV | 1364 | 0
Commercial_PV | 1365 | 0
Commercial_PV | 1366 | 0
Commercial_PV | 1367 | 0
Commercial_PV | 1368 | 0
Commercial_PV | 1369 | 0
Commercial_PV | 1370 | 0
Commercial_PV | 1371 | 0
Commercial_PV | 1372 | 0
Commercial_PV | 1373 | 0
Commercial_PV | 1374 | 0
Commercial_PV | 1375 | 0
Commercial_PV | 1376 | 0.0204
Commercial_PV | 1377 | 0.03825
Commercial_PV | 1378 | 0.05355
Commercial_PV | 1379 | 0.051
Commercial_PV | 1380 | 0.10795
Commercial_PV | 1381 | 0.1275
Commercial_PV | 1382 | 0.14025
Commercial_PV | 1383 | 0.18615
Commercial_PV | 1384 | 0.1564
Commercial_PV | 1385 | 0.1207
Commercial_PV | 1386 | 0.0153
Commercial_PV | 1387 | 0
Commercial_PV | 1388 | 0
Commercial_PV | 1389 | 0
Commercial_PV | 1390 | 0
Commercial_PV | 1391 | 0
Commercial_PV | 1392 | 0
Commercial_PV | 1393 | 0
Commercial_PV | 1394 | 0
Commercial_PV | 1395 | 0
Commercial_PV | 1396 | 0
Commercial_PV | 1397 | 0
Commercial_PV | 1398 | 0
Commercial_PV | 1399 | 0
Commercial_PV | 1400 | 0.04505
Commercial_PV | 1401 | 0.11645
Commercial_PV | 1402 | 0.14025
Commercial_PV | 1403 | 0.06205
Commercial_PV | 1404 | 0.08075
Commercial_PV | 1405 | 0.35632
Commercial_PV | 1406 | 0.36299
Commercial_PV | 1407 | 0.26945
Commercial_PV | 1408 | 0.2822
Commercial_PV | 1409 | 0.12155
Commercial_PV | 1410 | 0.01785
Commercial_PV | 1411 | 0
Commercial_PV | 1412 | 0
Commercial_PV | 1413 | 0
Commercial_PV | 1414 | 0
Commercial_PV | 1415 | 0
Commercial_PV | 1416 | 0
Commercial_PV | 1417 | 0
Commercial_PV | 1418 | 0
Commercial_PV | 1419 | 0
Commercial_PV | 1420 | 0
Commercial_PV | 1421 | 0
Commercial_PV | 1422 | 0
Commercial_PV | 1423 | 0
Commercial_PV | 1424 | 0.06545
Commercial_PV | 1425 | 0.23205
Commercial_PV | 1426 | 0.41395
Commercial_PV | 1427 | 0.52445
Commercial_PV | 1428 | 0.58735
Commercial_PV | 1429 | 0.57715
Commercial_PV | 1430 | 0.44115
Commercial_PV | 1431 | 0.45985
Commercial_PV | 1432 | 0.21845
Commercial_PV | 1433 | 0.1088
Commercial_PV | 1434 | 0.0204
Commercial_PV | 1435 | 0
Commercial_PV | 1436 | 0
Commercial_PV | 1437 | 0
Commercial_PV | 1438 | 0
Commercial_PV | 1439 | 0
Commercial_PV | 1440 | 0
Commercial_PV | 1441 | 0
Commercial_PV | 1442 | 0
Commercial_PV | 1443 | 0
Commercial_PV | 1444 | 0
Commercial_PV | 1445 | 0
Commercial_PV | 1446 | 0
Commercial_PV | 1447 | 0
Commercial_PV | 1448 | 0.0918
Commercial_PV | 1449 | 0.2023
Commercial_PV | 1450 | 0.3774
Commercial_PV | 1451 | 0.5083
Commercial_PV | 1452 | 0.5916
Commercial_PV | 1453 | 0.60435
Commercial_PV | 1454 | 0.5593
Commercial_PV | 1455 | 0.4879
Commercial_PV | 1456 | 0.3502
Commercial_PV | 1457 | 0.13855
Commercial_PV | 1458 | 0.0204
Commercial_PV | 1459 | 0
Commercial_PV | 1460 | 0
Commercial_PV | 1461 | 0
Commercial_PV | 1462 | 0
Commercial_PV | 1463 | 0
Commercial_PV | 1464 | 0
Commercial_PV | 1465 | 0
Commercial_PV | 1466 | 0
Commercial_PV | 1467 | 0
Commercial_PV | 1468 | 0
Commercial_PV | 1469 | 0
Commercial_PV | 1470 | 0
Commercial_PV | 1471 | 0
Commercial_PV | 1472 | 0.10625
Commercial_PV | 1473 | 0.26945
Commercial_PV | 1474 | 0.42245
Commercial_PV | 1475 | 0.5321
Commercial_PV | 1476 | 0.5967
Commercial_PV | 1477 | 0.6052
Commercial_PV | 1478 | 0.561
Commercial_PV | 1479 | 0.48025
Commercial_PV | 1480 | 0.3451
Commercial_PV | 1481 | 0.19125
Commercial_PV | 1482 | 0.02295
Commercial_PV | 1483 | 0
Commercial_PV | 1484 | 0
Commercial_PV | 1485 | 0
Commercial_PV | 1486 | 0
Commercial_PV | 1487 | 0
Commercial_PV | 1488 | 0
Commercial_PV | 1489 | 0
Commercial_PV | 1490 | 0
Commercial_PV | 1491 | 0
Commercial_PV | 1492 | 0
Commercial_PV | 1493 | 0
Commercial_PV | 1494 | 0
Commercial_PV | 1495 | 0
Commercial_PV | 1496 | 0.08245
Commercial_PV | 1497 | 0.14875
Commercial_PV | 1498 | 0.221
Commercial_PV | 1499 | 0.51255
Commercial_PV | 1500 | 0.57715
Commercial_PV | 1501 | 0.4437
Commercial_PV | 1502 | 0.35785
Commercial_PV | 1503 | 0.15895
Commercial_PV | 1504 | 0.07055
Commercial_PV | 1505 | 0.09435
Commercial_PV | 1506 | 0.0204
Commercial_PV | 1507 | 0
Commercial_PV | 1508 | 0
Commercial_PV | 1509 | 0
Commercial_PV | 1510 | 0
Commercial_PV | 1511 | 0
Commercial_PV | 1512 | 0
Commercial_PV | 1513 | 0
Commercial_PV | 1514 | 0
Commercial_PV | 1515 | 0
Commercial_PV | 1516 | 0
Commercial_PV | 1517 | 0
Commercial_PV | 1518 | 0
Commercial_PV | 1519 | 0
Commercial_PV | 1520 | 0.1139
Commercial_PV | 1521 | 0.27795
Commercial_PV | 1522 | 0.42585
Commercial_PV | 1523 | 0.5338
Commercial_PV | 1524 | 0.51
Commercial_PV | 1525 | 0.5729
Commercial_PV | 1526 | 0.2839
Commercial_PV | 1527 | 0.17595
Commercial_PV | 1528 | 0.1904
Commercial_PV | 1529 | 0.0867
Commercial_PV | 1530 | 0.01785
Commercial_PV | 1531 | 0
Commercial_PV | 1532 | 0
Commercial_PV | 1533 | 0
Commercial_PV | 1534 | 0
Commercial_PV | 1535 | 0
Commercial_PV | 1536 | 0
Commercial_PV | 1537 | 0
Commercial_PV | 1538 | 0
Commercial_PV | 1539 | 0
Commercial_PV | 1540 | 0
Commercial_PV | 1541 | 0
Commercial_PV | 1542 | 0
Commercial_PV | 1543 | 0
Commercial_PV | 1544 | 0.12155
Commercial_PV | 1545 | 0.2856
Commercial_PV | 1546 | 0.43775
Commercial_PV | 1547 | 0.54995
Commercial_PV | 1548 | 0.61795
Commercial_PV | 1549 | 0.6256
Commercial_PV | 1550 | 0.5831
Commercial_PV | 1551 | 0.50065
Commercial_PV | 1552 | 0.11645
Commercial_PV | 1553 | 0.14705
Commercial_PV | 1554 | 0.0187
Commercial_PV | 1555 | 0
Commercial_PV | 1556 | 0
Commercial_PV | 1557 | 0
Commercial_PV | 1558 | 0
Commercial_PV | 1559 | 0
Commercial_PV | 1560 | 0
Commercial_PV | 1561 | 0
Commercial_PV | 1562 | 0
Commercial_PV | 1563 | 0
Commercial_PV | 1564 | 0
Commercial_PV | 1565 | 0
Commercial_PV | 1566 | 0
Commercial_PV | 1567 | 0
Commercial_PV | 1568 | 0.03485
Commercial_PV | 1569 | 0.10455
Commercial_PV | 1570 | 0.0663
Commercial_PV | 1571 | 0.1275
Commercial_PV | 1572 | 0.11135
Commercial_PV | 1573 | 0.17765
Commercial_PV | 1574 | 0.21505
Commercial_PV | 1575 | 0.14365
Commercial_PV | 1576 | 0.13005
Commercial_PV | 1577 | 0.14365
Commercial_PV | 1578 | 0.02805
Commercial_PV | 1579 | 0
Commercial_PV | 1580 | 0
Commercial_PV | 1581 | 0
Commercial_PV | 1582 | 0
Commercial_PV | 1583 | 0
Commercial_PV | 1584 | 0
Commercial_PV | 1585 | 0
Commercial_PV | 1586 | 0
Commercial_PV | 1587 | 0
Commercial_PV | 1588 | 0
Commercial_PV | 1589 | 0
Commercial_PV | 1590 | 0
Commercial_PV | 1591 | 0
Commercial_PV | 1592 | 0.11475
Commercial_PV | 1593 | 0.27285
Commercial_PV | 1594 | 0.41395
Commercial_PV | 1595 | 0.5491
Commercial_PV | 1596 | 0.62475
Commercial_PV | 1597 | 0.6324
Commercial_PV | 1598 | 0.5916
Commercial_PV | 1599 | 0.49385
Commercial_PV | 1600 | 0.37485
Commercial_PV | 1601 | 0.21505
Commercial_PV | 1602 | 0.02975
Commercial_PV | 1603 | 0
Commercial_PV | 1604 | 0
Commercial_PV | 1605 | 0
Commercial_PV | 1606 | 0
Commercial_PV | 1607 | 0
Commercial_PV | 1608 | 0
Commercial_PV | 1609 | 0
Commercial_PV | 1610 | 0
Commercial_PV | 1611 | 0
Commercial_PV | 1612 | 0
Commercial_PV | 1613 | 0
Commercial_PV | 1614 | 0
Commercial_PV | 1615 | 0
Commercial_PV | 1616 | 0.051
Commercial_PV | 1617 | 0.10965
Commercial_PV | 1618 | 0.2652
Commercial_PV | 1619 | 0.4352
Commercial_PV | 1620 | 0.4182
Commercial_PV | 1621 | 0.5542
Commercial_PV | 1622 | 0.56185
Commercial_PV | 1623 | 0.4165
Commercial_PV | 1624 | 0.30175
Commercial_PV | 1625 | 0.20315
Commercial_PV | 1626 | 0.02975
Commercial_PV | 1627 | 0
Commercial_PV | 1628 | 0
Commercial_PV | 1629 | 0
Commercial_PV | 1630 | 0
Commercial_PV | 1631 | 0
Commercial_PV | 1632 | 0
Commercial_PV | 1633 | 0
Commercial_PV | 1634 | 0
Commercial_PV | 1635 | 0
Commercial_PV | 1636 | 0
Commercial_PV | 1637 | 0
Commercial_PV | 1638 | 0
Commercial_PV | 1639 | 0
Commercial_PV | 1640 | 0.1377
Commercial_PV | 1641 | 0.29665
Commercial_PV | 1642 | 0.44455
Commercial_PV | 1643 | 0.5474
Commercial_PV | 1644 | 0.6307
Commercial_PV | 1645 | 0.6443
Commercial_PV | 1646 | 0.6069
Commercial_PV | 1647 | 0.5168
Commercial_PV | 1648 | 0.3791
Commercial_PV | 1649 | 0.2278
Commercial_PV | 1650 | 0.0306
Commercial_PV | 1651 | 0
Commercial_PV | 1652 | 0
Commercial_PV | 1653 | 0
Commercial_PV | 1654 | 0
Commercial_PV | 1655 | 0
Commercial_PV | 1656 | 0
Commercial_PV | 1657 | 0
Commercial_PV | 1658 | 0
Commercial_PV | 1659 | 0
Commercial_PV | 1660 | 0
Commercial_PV | 1661 | 0
Commercial_PV | 1662 | 0
Commercial_PV | 1663 | 0
Commercial_PV | 1664 | 0.13855
Commercial_PV | 1665 | 0.289
Commercial_PV | 1666 | 0.22695
Commercial_PV | 1667 | 0.3502
Commercial_PV | 1668 | 0.4641
Commercial_PV | 1669 | 0.58225
Commercial_PV | 1670 | 0.4947
Commercial_PV | 1671 | 0.4709
Commercial_PV | 1672 | 0.357
Commercial_PV | 1673 | 0.1836
Commercial_PV | 1674 | 0.034
Commercial_PV | 1675 | 0
Commercial_PV | 1676 | 0
Commercial_PV | 1677 | 0
Commercial_PV | 1678 | 0
Commercial_PV | 1679 | 0
Commercial_PV | 1680 | 0
Commercial_PV | 1681 | 0
Commercial_PV | 1682 | 0
Commercial_PV | 1683 | 0
Commercial_PV | 1684 | 0
Commercial_PV | 1685 | 0
Commercial_PV | 1686 | 0
Commercial_PV | 1687 | 0
Commercial_PV | 1688 | 0.10285
Commercial_PV | 1689 | 0.2074
Commercial_PV | 1690 | 0.2788
Commercial_PV | 1691 | 0.34425
Commercial_PV | 1692 | 0.3502
Commercial_PV | 1693 | 0.24905
Commercial_PV | 1694 | 0.13855
Commercial_PV | 1695 | 0.0952
Commercial_PV | 1696 | 0.2414
Commercial_PV | 1697 | 0.15385
Commercial_PV | 1698 | 0.034
Commercial_PV | 1699 | 0
Commercial_PV | 1700 | 0
Commercial_PV | 1701 | 0
Commercial_PV | 1702 | 0
Commercial_PV | 1703 | 0
Commercial_PV | 1704 | 0
Commercial_PV | 1705 | 0
Commercial_PV | 1706 | 0
Commercial_PV | 1707 | 0
Commercial_PV | 1708 | 0
Commercial_PV | 1709 | 0
Commercial_PV | 1710 | 0
Commercial_PV | 1711 | 0
Commercial_PV | 1712 | 0.14535
Commercial_PV | 1713 | 0.3077
Commercial_PV | 1714 | 0.4641
Commercial_PV | 1715 | 0.5763
Commercial_PV | 1716 | 0.64855
Commercial_PV | 1717 | 0.6579
Commercial_PV | 1718 | 0.61965
Commercial_PV | 1719 | 0.527
Commercial_PV | 1720 | 0.3859
Commercial_PV | 1721 | 0.2244
Commercial_PV | 1722 | 0.034
Commercial_PV | 1723 | 0
Commercial_PV | 1724 | 0
Commercial_PV | 1725 | 0
Commercial_PV | 1726 | 0
Commercial_PV | 1727 | 0
Commercial_PV | 1728 | 0
Commercial_PV | 1729 | 0
Commercial_PV | 1730 | 0
Commercial_PV | 1731 | 0
Commercial_PV | 1732 | 0
Commercial_PV | 1733 | 0
Commercial_PV | 1734 | 0
Commercial_PV | 1735 | 0
Commercial_PV | 1736 | 0.15555
Commercial_PV | 1737 | 0.3179
Commercial_PV | 1738 | 0.4522
Commercial_PV | 1739 | 0.55165
Commercial_PV | 1740 | 0.62305
Commercial_PV | 1741 | 0.62475
Commercial_PV | 1742 | 0.51765
Commercial_PV | 1743 | 0.44625
Commercial_PV | 1744 | 0.3655
Commercial_PV | 1745 | 0.2227
Commercial_PV | 1746 | 0.0357
Commercial_PV | 1747 | 0
Commercial_PV | 1748 | 0
Commercial_PV | 1749 | 0
Commercial_PV | 1750 | 0
Commercial_PV | 1751 | 0
Commercial_PV | 1752 | 0
Commercial_PV | 1753 | 0
Commercial_PV | 1754 | 0
Commercial_PV | 1755 | 0
Commercial_PV | 1756 | 0
Commercial_PV | 1757 | 0
Commercial_PV | 1758 | 0
Commercial_PV | 1759 | 0
Commercial_PV | 1760 | 0.1615
Commercial_PV | 1761 | 0.3247
Commercial_PV | 1762 | 0.4743
Commercial_PV | 1763 | 0.52275
Commercial_PV | 1764 | 0.49555
Commercial_PV | 1765 | 0.6086
Commercial_PV | 1766 | 0.48875
Commercial_PV | 1767 | 0.2363
Commercial_PV | 1768 | 0.27965
Commercial_PV | 1769 | 0.1581
Commercial_PV | 1770 | 0.0391
Commercial_PV | 1771 | 0
Commercial_PV | 1772 | 0
Commercial_PV | 1773 | 0
Commercial_PV | 1774 | 0
Commercial_PV | 1775 | 0
Commercial_PV | 1776 | 0
Commercial_PV | 1777 | 0
Commercial_PV | 1778 | 0
Commercial_PV | 1779 | 0
Commercial_PV | 1780 | 0
Commercial_PV | 1781 | 0
Commercial_PV | 1782 | 0
Commercial_PV | 1783 | 0
Commercial_PV | 1784 | 0.1479
Commercial_PV | 1785 | 0.31365
Commercial_PV | 1786 | 0.4641
Commercial_PV | 1787 | 0.56695
Commercial_PV | 1788 | 0.6528
Commercial_PV | 1789 | 0.6817
Commercial_PV | 1790 | 0.629
Commercial_PV | 1791 | 0.5355
Commercial_PV | 1792 | 0.39695
Commercial_PV | 1793 | 0.2363
Commercial_PV | 1794 | 0.0357
Commercial_PV | 1795 | 0
Commercial_PV | 1796 | 0
Commercial_PV | 1797 | 0
Commercial_PV | 1798 | 0
Commercial_PV | 1799 | 0
Commercial_PV | 1800 | 0
Commercial_PV | 1801 | 0
Commercial_PV | 1802 | 0
Commercial_PV | 1803 | 0
Commercial_PV | 1804 | 0
Commercial_PV | 1805 | 0
Commercial_PV | 1806 | 0
Commercial_PV | 1807 | 0.00935
Commercial_PV | 1808 | 0.1649
Commercial_PV | 1809 | 0.33065
Commercial_PV | 1810 | 0.4862
Commercial_PV | 1811 | 0.6018
Commercial_PV | 1812 | 0.66725
Commercial_PV | 1813 | 0.67575
Commercial_PV | 1814 | 0.62985
Commercial_PV | 1815 | 0.54485
Commercial_PV | 1816 | 0.40035
Commercial_PV | 1817 | 0.24225
Commercial_PV | 1818 | 0.03655
Commercial_PV | 1819 | 0
Commercial_PV | 1820 | 0
Commercial_PV | 1821 | 0
Commercial_PV | 1822 | 0
Commercial_PV | 1823 | 0
Commercial_PV | 1824 | 0
Commercial_PV | 1825 | 0
Commercial_PV | 1826 | 0
Commercial_PV | 1827 | 0
Commercial_PV | 1828 | 0
Commercial_PV | 1829 | 0
Commercial_PV | 1830 | 0
Commercial_PV | 1831 | 0.01275
Commercial_PV | 1832 | 0.119
Commercial_PV | 1833 | 0.1037
Commercial_PV | 1834 | 0.09265
Commercial_PV | 1835 | 0.07055
Commercial_PV | 1836 | 0.0595
Commercial_PV | 1837 | 0.06035
Commercial_PV | 1838 | 0.0731
Commercial_PV | 1839 | 0.31705
Commercial_PV | 1840 | 0.2635
Commercial_PV | 1841 | 0.11985
Commercial_PV | 1842 | 0.04165
Commercial_PV | 1843 | 0
Commercial_PV | 1844 | 0
Commercial_PV | 1845 | 0
Commercial_PV | 1846 | 0
Commercial_PV | 1847 | 0
Commercial_PV | 1848 | 0
Commercial_PV | 1849 | 0
Commercial_PV | 1850 | 0
Commercial_PV | 1851 | 0
Commercial_PV | 1852 | 0
Commercial_PV | 1853 | 0
Commercial_PV | 1854 | 0
Commercial_PV | 1855 | 0.0136
Commercial_PV | 1856 | 0.16745
Commercial_PV | 1857 | 0.35105
Commercial_PV | 1858 | 0.46325
Commercial_PV | 1859 | 0.6341
Commercial_PV | 1860 | 0.6596
Commercial_PV | 1861 | 0.48535
Commercial_PV | 1862 | 0.4811
Commercial_PV | 1863 | 0.04845
Commercial_PV | 1864 | 0.03655
Commercial_PV | 1865 | 0.0442
Commercial_PV | 1866 | 0.0306
Commercial_PV | 1867 | 0
Commercial_PV | 1868 | 0
Commercial_PV | 1869 | 0
Commercial_PV | 1870 | 0
Commercial_PV | 1871 | 0
Commercial_PV | 1872 | 0
Commercial_PV | 1873 | 0
Commercial_PV | 1874 | 0
Commercial_PV | 1875 | 0
Commercial_PV | 1876 | 0
Commercial_PV | 1877 | 0
Commercial_PV | 1878 | 0
Commercial_PV | 1879 | 0.01615
Commercial_PV | 1880 | 0.0901
Commercial_PV | 1881 | 0.1207
Commercial_PV | 1882 | 0.18275
Commercial_PV | 1883 | 0.20995
Commercial_PV | 1884 | 0.08925
Commercial_PV | 1885 | 0.2057
Commercial_PV | 1886 | 0.3009
Commercial_PV | 1887 | 0.3009
Commercial_PV | 1888 | 0.1955
Commercial_PV | 1889 | 0.19805
Commercial_PV | 1890 | 0.02975
Commercial_PV | 1891 | 0
Commercial_PV | 1892 | 0
Commercial_PV | 1893 | 0
Commercial_PV | 1894 | 0
Commercial_PV | 1895 | 0
Commercial_PV | 1896 | 0
Commercial_PV | 1897 | 0
Commercial_PV | 1898 | 0
Commercial_PV | 1899 | 0
Commercial_PV | 1900 | 0
Commercial_PV | 1901 | 0
Commercial_PV | 1902 | 0
Commercial_PV | 1903 | 0.0272
Commercial_PV | 1904 | 0.0459
Commercial_PV | 1905 | 0.2516
Commercial_PV | 1906 | 0.0884
Commercial_PV | 1907 | 0.61455
Commercial_PV | 1908 | 0.612
Commercial_PV | 1909 | 0.42925
Commercial_PV | 1910 | 0.5814
Commercial_PV | 1911 | 0.5287
Commercial_PV | 1912 | 0.36465
Commercial_PV | 1913 | 0.1836
Commercial_PV | 1914 | 0.04845
Commercial_PV | 1915 | 0
Commercial_PV | 1916 | 0
Commercial_PV | 1917 | 0
Commercial_PV | 1918 | 0
Commercial_PV | 1919 | 0
Commercial_PV | 1920 | 0
Commercial_PV | 1921 | 0
Commercial_PV | 1922 | 0
Commercial_PV | 1923 | 0
Commercial_PV | 1924 | 0
Commercial_PV | 1925 | 0
Commercial_PV | 1926 | 0
Commercial_PV | 1927 | 0.0238
Commercial_PV | 1928 | 0.0663
Commercial_PV | 1929 | 0.09435
Commercial_PV | 1930 | 0.136
Commercial_PV | 1931 | 0.49385
Commercial_PV | 1932 | 0.34595
Commercial_PV | 1933 | 0.27285
Commercial_PV | 1934 | 0.55165
Commercial_PV | 1935 | 0.35445
Commercial_PV | 1936 | 0.3519
Commercial_PV | 1937 | 0.17935
Commercial_PV | 1938 | 0.04165
Commercial_PV | 1939 | 0
Commercial_PV | 1940 | 0
Commercial_PV | 1941 | 0
Commercial_PV | 1942 | 0
Commercial_PV | 1943 | 0
Commercial_PV | 1944 | 0
Commercial_PV | 1945 | 0
Commercial_PV | 1946 | 0
Commercial_PV | 1947 | 0
Commercial_PV | 1948 | 0
Commercial_PV | 1949 | 0
Commercial_PV | 1950 | 0
Commercial_PV | 1951 | 0.0272
Commercial_PV | 1952 | 0.1377
Commercial_PV | 1953 | 0.2159
Commercial_PV | 1954 | 0.1513
Commercial_PV | 1955 | 0.07565
Commercial_PV | 1956 | 0.0612
Commercial_PV | 1957 | 0.0765
Commercial_PV | 1958 | 0.16745
Commercial_PV | 1959 | 0.13685
Commercial_PV | 1960 | 0.0374
Commercial_PV | 1961 | 0.02975
Commercial_PV | 1962 | 0.0408
Commercial_PV | 1963 | 0
Commercial_PV | 1964 | 0
Commercial_PV | 1965 | 0
Commercial_PV | 1966 | 0
Commercial_PV | 1967 | 0
Commercial_PV | 1968 | 0
Commercial_PV | 1969 | 0
Commercial_PV | 1970 | 0
Commercial_PV | 1971 | 0
Commercial_PV | 1972 | 0
Commercial_PV | 1973 | 0
Commercial_PV | 1974 | 0
Commercial_PV | 1975 | 0.00765
Commercial_PV | 1976 | 0.0629
Commercial_PV | 1977 | 0.2312
Commercial_PV | 1978 | 0.37995
Commercial_PV | 1979 | 0.4284
Commercial_PV | 1980 | 0.55845
Commercial_PV | 1981 | 0.52955
Commercial_PV | 1982 | 0.49895
Commercial_PV | 1983 | 0.54145
Commercial_PV | 1984 | 0.36635
Commercial_PV | 1985 | 0.1666
Commercial_PV | 1986 | 0.04675
Commercial_PV | 1987 | 0
Commercial_PV | 1988 | 0
Commercial_PV | 1989 | 0
Commercial_PV | 1990 | 0
Commercial_PV | 1991 | 0
Commercial_PV | 1992 | 0
Commercial_PV | 1993 | 0
Commercial_PV | 1994 | 0
Commercial_PV | 1995 | 0
Commercial_PV | 1996 | 0
Commercial_PV | 1997 | 0
Commercial_PV | 1998 | 0
Commercial_PV | 1999 | 0.01955
Commercial_PV | 2000 | 0.1734
Commercial_PV | 2001 | 0.20995
Commercial_PV | 2002 | 0.2533
Commercial_PV | 2003 | 0.27625
Commercial_PV | 2004 | 0.37485
Commercial_PV | 2005 | 0.2737
Commercial_PV | 2006 | 0.38675
Commercial_PV | 2007 | 0.36125
Commercial_PV | 2008 | 0.2125
Commercial_PV | 2009 | 0.1156
Commercial_PV | 2010 | 0.0544
Commercial_PV | 2011 | 0
Commercial_PV | 2012 | 0
Commercial_PV | 2013 | 0
Commercial_PV | 2014 | 0
Commercial_PV | 2015 | 0
Commercial_PV | 2016 | 0
Commercial_PV | 2017 | 0
Commercial_PV | 2018 | 0
Commercial_PV | 2019 | 0
Commercial_PV | 2020 | 0
Commercial_PV | 2021 | 0
Commercial_PV | 2022 | 0
Commercial_PV | 2023 | 0.0255
Commercial_PV | 2024 | 0.22015
Commercial_PV | 2025 | 0.3876
Commercial_PV | 2026 | 0.5032
Commercial_PV | 2027 | 0.5219
Commercial_PV | 2028 | 0.58395
Commercial_PV | 2029 | 0.65365
Commercial_PV | 2030 | 0.52955
Commercial_PV | 2031 | 0.46495
Commercial_PV | 2032 | 0.33745
Commercial_PV | 2033 | 0.2244
Commercial_PV | 2034 | 0.05525
Commercial_PV | 2035 | 0
Commercial_PV | 2036 | 0
Commercial_PV | 2037 | 0
Commercial_PV | 2038 | 0
Commercial_PV | 2039 | 0
Commercial_PV | 2040 | 0
Commercial_PV | 2041 | 0
Commercial_PV | 2042 | 0
Commercial_PV | 2043 | 0
Commercial_PV | 2044 | 0
Commercial_PV | 2045 | 0
Commercial_PV | 2046 | 0
Commercial_PV | 2047 | 0.0102
Commercial_PV | 2048 | 0.01955
Commercial_PV | 2049 | 0.1411
Commercial_PV | 2050 | 0.08415
Commercial_PV | 2051 | 0.0901
Commercial_PV | 2052 | 0.13855
Commercial_PV | 2053 | 0.1207
Commercial_PV | 2054 | 0.0714
Commercial_PV | 2055 | 0.07565
Commercial_PV | 2056 | 0.07735
Commercial_PV | 2057 | 0.0238
Commercial_PV | 2058 | 0.05355
Commercial_PV | 2059 | 0
Commercial_PV | 2060 | 0
Commercial_PV | 2061 | 0
Commercial_PV | 2062 | 0
Commercial_PV | 2063 | 0
Commercial_PV | 2064 | 0
Commercial_PV | 2065 | 0
Commercial_PV | 2066 | 0
Commercial_PV | 2067 | 0
Commercial_PV | 2068 | 0
Commercial_PV | 2069 | 0
Commercial_PV | 2070 | 0
Commercial_PV | 2071 | 0.0561
Commercial_PV | 2072 | 0.15045
Commercial_PV | 2073 | 0.32045
Commercial_PV | 2074 | 0.2516
Commercial_PV | 2075 | 0.2363
Commercial_PV | 2076 | 0.4488
Commercial_PV | 2077 | 0.4352
Commercial_PV | 2078 | 0.27115
Commercial_PV | 2079 | 0.15045
Commercial_PV | 2080 | 0.12155
Commercial_PV | 2081 | 0.15555
Commercial_PV | 2082 | 0.03825
Commercial_PV | 2083 | 0
Commercial_PV | 2084 | 0
Commercial_PV | 2085 | 0
Commercial_PV | 2086 | 0
Commercial_PV | 2087 | 0
Commercial_PV | 2088 | 0
Commercial_PV | 2089 | 0
Commercial_PV | 2090 | 0
Commercial_PV | 2091 | 0
Commercial_PV | 2092 | 0
Commercial_PV | 2093 | 0
Commercial_PV | 2094 | 0
Commercial_PV | 2095 | 0.0612
Commercial_PV | 2096 | 0.19465
Commercial_PV | 2097 | 0.35955
Commercial_PV | 2098 | 0.4964
Commercial_PV | 2099 | 0.4641
Commercial_PV | 2100 | 0.56355
Commercial_PV | 2101 | 0.47175
Commercial_PV | 2102 | 0.5763
Commercial_PV | 2103 | 0.5814
Commercial_PV | 2104 | 0.4216
Commercial_PV | 2105 | 0.2703
Commercial_PV | 2106 | 0.0408
Commercial_PV | 2107 | 0
Commercial_PV | 2108 | 0
Commercial_PV | 2109 | 0
Commercial_PV | 2110 | 0
Commercial_PV | 2111 | 0
Commercial_PV | 2112 | 0
Commercial_PV | 2113 | 0
Commercial_PV | 2114 | 0
Commercial_PV | 2115 | 0
Commercial_PV | 2116 | 0
Commercial_PV | 2117 | 0
Commercial_PV | 2118 | 0
Commercial_PV | 2119 | 0.00935
Commercial_PV | 2120 | 0.13855
Commercial_PV | 2121 | 0.36805
Commercial_PV | 2122 | 0.5236
Commercial_PV | 2123 | 0.4709
Commercial_PV | 2124 | 0.6086
Commercial_PV | 2125 | 0.6341
Commercial_PV | 2126 | 0.5015
Commercial_PV | 2127 | 0.58735
Commercial_PV | 2128 | 0.37995
Commercial_PV | 2129 | 0.2822
Commercial_PV | 2130 | 0.04335
Commercial_PV | 2131 | 0
Commercial_PV | 2132 | 0
Commercial_PV | 2133 | 0
Commercial_PV | 2134 | 0
Commercial_PV | 2135 | 0
Commercial_PV | 2136 | 0
Commercial_PV | 2137 | 0
Commercial_PV | 2138 | 0
Commercial_PV | 2139 | 0
Commercial_PV | 2140 | 0
Commercial_PV | 2141 | 0
Commercial_PV | 2142 | 0
Commercial_PV | 2143 | 0.06035
Commercial_PV | 2144 | 0.23035
Commercial_PV | 2145 | 0.3434
Commercial_PV | 2146 | 0.53635
Commercial_PV | 2147 | 0.63665
Commercial_PV | 2148 | 0.64855
Commercial_PV | 2149 | 0.62645
Commercial_PV | 2150 | 0.4913
Commercial_PV | 2151 | 0.38845
Commercial_PV | 2152 | 0.3791
Commercial_PV | 2153 | 0.24395
Commercial_PV | 2154 | 0.0544
Commercial_PV | 2155 | 0
Commercial_PV | 2156 | 0
Commercial_PV | 2157 | 0
Commercial_PV | 2158 | 0
Commercial_PV | 2159 | 0
Commercial_PV | 2160 | 0
Commercial_PV | 2161 | 0
Commercial_PV | 2162 | 0
Commercial_PV | 2163 | 0
Commercial_PV | 2164 | 0
Commercial_PV | 2165 | 0
Commercial_PV | 2166 | 0
Commercial_PV | 2167 | 0.0663
Commercial_PV | 2168 | 0.221
Commercial_PV | 2169 | 0.3859
Commercial_PV | 2170 | 0.5304
Commercial_PV | 2171 | 0.6426
Commercial_PV | 2172 | 0.7106
Commercial_PV | 2173 | 0.68085
Commercial_PV | 2174 | 0.6579
Commercial_PV | 2175 | 0.459
Commercial_PV | 2176 | 0.32555
Commercial_PV | 2177 | 0.2431
Commercial_PV | 2178 | 0.0544
Commercial_PV | 2179 | 0
Commercial_PV | 2180 | 0
Commercial_PV | 2181 | 0
Commercial_PV | 2182 | 0
Commercial_PV | 2183 | 0
Commercial_PV | 2184 | 0
Commercial_PV | 2185 | 0
Commercial_PV | 2186 | 0
Commercial_PV | 2187 | 0
Commercial_PV | 2188 | 0
Commercial_PV | 2189 | 0
Commercial_PV | 2190 | 0
Commercial_PV | 2191 | 0.02465
Commercial_PV | 2192 | 0.0782
Commercial_PV | 2193 | 0.36125
Commercial_PV | 2194 | 0.32895
Commercial_PV | 2195 | 0.3315
Commercial_PV | 2196 | 0.3349
Commercial_PV | 2197 | 0.408
Commercial_PV | 2198 | 0.6154
Commercial_PV | 2199 | 0.4828
Commercial_PV | 2200 | 0.29495
Commercial_PV | 2201 | 0.15555
Commercial_PV | 2202 | 0.05525
Commercial_PV | 2203 | 0
Commercial_PV | 2204 | 0
Commercial_PV | 2205 | 0
Commercial_PV | 2206 | 0
Commercial_PV | 2207 | 0
Commercial_PV | 2208 | 0
Commercial_PV | 2209 | 0
Commercial_PV | 2210 | 0
Commercial_PV | 2211 | 0
Commercial_PV | 2212 | 0
Commercial_PV | 2213 | 0
Commercial_PV | 2214 | 0
Commercial_PV | 2215 | 0.0119
Commercial_PV | 2216 | 0.0527
Commercial_PV | 2217 | 0.05695
Commercial_PV | 2218 | 0.07735
Commercial_PV | 2219 | 0.05865
Commercial_PV | 2220 | 0.1003
Commercial_PV | 2221 | 0.13175
Commercial_PV | 2222 | 0.3077
Commercial_PV | 2223 | 0.1717
Commercial_PV | 2224 | 0.08245
Commercial_PV | 2225 | 0.04505
Commercial_PV | 2226 | 0.0408
Commercial_PV | 2227 | 0
Commercial_PV | 2228 | 0
Commercial_PV | 2229 | 0
Commercial_PV | 2230 | 0
Commercial_PV | 2231 | 0
Commercial_PV | 2232 | 0
Commercial_PV | 2233 | 0
Commercial_PV | 2234 | 0
Commercial_PV | 2235 | 0
Commercial_PV | 2236 | 0
Commercial_PV | 2237 | 0
Commercial_PV | 2238 | 0
Commercial_PV | 2239 | 0.02465
Commercial_PV | 2240 | 0.03315
Commercial_PV | 2241 | 0.1411
Commercial_PV | 2242 | 0.21505
Commercial_PV | 2243 | 0.0884
Commercial_PV | 2244 | 0.47685
Commercial_PV | 2245 | 0.19465
Commercial_PV | 2246 | 0.62475
Commercial_PV | 2247 | 0.1955
Commercial_PV | 2248 | 0.3298
Commercial_PV | 2249 | 0.24225
Commercial_PV | 2250 | 0.06375
Commercial_PV | 2251 | 0
Commercial_PV | 2252 | 0
Commercial_PV | 2253 | 0
Commercial_PV | 2254 | 0
Commercial_PV | 2255 | 0
Commercial_PV | 2256 | 0
Commercial_PV | 2257 | 0
Commercial_PV | 2258 | 0
Commercial_PV | 2259 | 0
Commercial_PV | 2260 | 0
Commercial_PV | 2261 | 0
Commercial_PV | 2262 | 0
Commercial_PV | 2263 | 0.0833
Commercial_PV | 2264 | 0.2465
Commercial_PV | 2265 | 0.4148
Commercial_PV | 2266 | 0.4692
Commercial_PV | 2267 | 0.66555
Commercial_PV | 2268 | 0.7327
Commercial_PV | 2269 | 0.7276
Commercial_PV | 2270 | 0.68085
Commercial_PV | 2271 | 0.57885
Commercial_PV | 2272 | 0.44455
Commercial_PV | 2273 | 0.2822
Commercial_PV | 2274 | 0.06035
Commercial_PV | 2275 | 0
Commercial_PV | 2276 | 0
Commercial_PV | 2277 | 0
Commercial_PV | 2278 | 0
Commercial_PV | 2279 | 0
Commercial_PV | 2280 | 0
Commercial_PV | 2281 | 0
Commercial_PV | 2282 | 0
Commercial_PV | 2283 | 0
Commercial_PV | 2284 | 0
Commercial_PV | 2285 | 0
Commercial_PV | 2286 | 0
Commercial_PV | 2287 | 0.085
Commercial_PV | 2288 | 0.2499
Commercial_PV | 2289 | 0.4233
Commercial_PV | 2290 | 0.5661
Commercial_PV | 2291 | 0.6766
Commercial_PV | 2292 | 0.7395
Commercial_PV | 2293 | 0.73865
Commercial_PV | 2294 | 0.68765
Commercial_PV | 2295 | 0.59075
Commercial_PV | 2296 | 0.459
Commercial_PV | 2297 | 0.2941
Commercial_PV | 2298 | 0.0561
Commercial_PV | 2299 | 0
Commercial_PV | 2300 | 0
Commercial_PV | 2301 | 0
Commercial_PV | 2302 | 0
Commercial_PV | 2303 | 0
Commercial_PV | 2304 | 0
Commercial_PV | 2305 | 0
Commercial_PV | 2306 | 0
Commercial_PV | 2307 | 0
Commercial_PV | 2308 | 0
Commercial_PV | 2309 | 0
Commercial_PV | 2310 | 0
Commercial_PV | 2311 | 0.0493
Commercial_PV | 2312 | 0.153
Commercial_PV | 2313 | 0.26435
Commercial_PV | 2314 | 0.37825
Commercial_PV | 2315 | 0.47685
Commercial_PV | 2316 | 0.7021
Commercial_PV | 2317 | 0.6154
Commercial_PV | 2318 | 0.68
Commercial_PV | 2319 | 0.5848
Commercial_PV | 2320 | 0.45475
Commercial_PV | 2321 | 0.2924
Commercial_PV | 2322 | 0.0561
Commercial_PV | 2323 | 0
Commercial_PV | 2324 | 0
Commercial_PV | 2325 | 0
Commercial_PV | 2326 | 0
Commercial_PV | 2327 | 0
Commercial_PV | 2328 | 0
Commercial_PV | 2329 | 0
Commercial_PV | 2330 | 0
Commercial_PV | 2331 | 0
Commercial_PV | 2332 | 0
Commercial_PV | 2333 | 0
Commercial_PV | 2334 | 0
Commercial_PV | 2335 | 0.09265
Commercial_PV | 2336 | 0.26095
Commercial_PV | 2337 | 0.42755
Commercial_PV | 2338 | 0.5712
Commercial_PV | 2339 | 0.67745
Commercial_PV | 2340 | 0.7395
Commercial_PV | 2341 | 0.73355
Commercial_PV | 2342 | 0.6902
Commercial_PV | 2343 | 0.59075
Commercial_PV | 2344 | 0.4573
Commercial_PV | 2345 | 0.29665
Commercial_PV | 2346 | 0.05865
Commercial_PV | 2347 | 0
Commercial_PV | 2348 | 0
Commercial_PV | 2349 | 0
Commercial_PV | 2350 | 0
Commercial_PV | 2351 | 0
Commercial_PV | 2352 | 0
Commercial_PV | 2353 | 0
Commercial_PV | 2354 | 0
Commercial_PV | 2355 | 0
Commercial_PV | 2356 | 0
Commercial_PV | 2357 | 0
Commercial_PV | 2358 | 0
Commercial_PV | 2359 | 0.09775
Commercial_PV | 2360 | 0.26775
Commercial_PV | 2361 | 0.4318
Commercial_PV | 2362 | 0.5814
Commercial_PV | 2363 | 0.69105
Commercial_PV | 2364 | 0.75055
Commercial_PV | 2365 | 0.7446
Commercial_PV | 2366 | 0.7004
Commercial_PV | 2367 | 0.60265
Commercial_PV | 2368 | 0.4743
Commercial_PV | 2369 | 0.30175
Commercial_PV | 2370 | 0.0595
Commercial_PV | 2371 | 0
Commercial_PV | 2372 | 0
Commercial_PV | 2373 | 0
Commercial_PV | 2374 | 0
Commercial_PV | 2375 | 0
Commercial_PV | 2376 | 0
Commercial_PV | 2377 | 0
Commercial_PV | 2378 | 0
Commercial_PV | 2379 | 0
Commercial_PV | 2380 | 0
Commercial_PV | 2381 | 0
Commercial_PV | 2382 | 0
Commercial_PV | 2383 | 0.10115
Commercial_PV | 2384 | 0.27625
Commercial_PV | 2385 | 0.4335
Commercial_PV | 2386 | 0.57885
Commercial_PV | 2387 | 0.6885
Commercial_PV | 2388 | 0.7429
Commercial_PV | 2389 | 0.74375
Commercial_PV | 2390 | 0.69955
Commercial_PV | 2391 | 0.59925
Commercial_PV | 2392 | 0.46495
Commercial_PV | 2393 | 0.30175
Commercial_PV | 2394 | 0.1292
Commercial_PV | 2395 | 0
Commercial_PV | 2396 | 0
Commercial_PV | 2397 | 0
Commercial_PV | 2398 | 0
Commercial_PV | 2399 | 0
Commercial_PV | 2400 | 0
Commercial_PV | 2401 | 0
Commercial_PV | 2402 | 0
Commercial_PV | 2403 | 0
Commercial_PV | 2404 | 0
Commercial_PV | 2405 | 0
Commercial_PV | 2406 | 0
Commercial_PV | 2407 | 0.0816
Commercial_PV | 2408 | 0.26945
Commercial_PV | 2409 | 0.4352
Commercial_PV | 2410 | 0.58055
Commercial_PV | 2411 | 0.5525
Commercial_PV | 2412 | 0.7344
Commercial_PV | 2413 | 0.6885
Commercial_PV | 2414 | 0.18785
Commercial_PV | 2415 | 0.41565
Commercial_PV | 2416 | 0.2295
Commercial_PV | 2417 | 0.0799
Commercial_PV | 2418 | 0.0255
Commercial_PV | 2419 | 0
Commercial_PV | 2420 | 0
Commercial_PV | 2421 | 0
Commercial_PV | 2422 | 0
Commercial_PV | 2423 | 0
Commercial_PV | 2424 | 0
Commercial_PV | 2425 | 0
Commercial_PV | 2426 | 0
Commercial_PV | 2427 | 0
Commercial_PV | 2428 | 0
Commercial_PV | 2429 | 0
Commercial_PV | 2430 | 0
Commercial_PV | 2431 | 0.1054
Commercial_PV | 2432 | 0.25925
Commercial_PV | 2433 | 0.15555
Commercial_PV | 2434 | 0.55675
Commercial_PV | 2435 | 0.6987
Commercial_PV | 2436 | 0.7259
Commercial_PV | 2437 | 0.7106
Commercial_PV | 2438 | 0.69785
Commercial_PV | 2439 | 0.6171
Commercial_PV | 2440 | 0.47515
Commercial_PV | 2441 | 0.2635
Commercial_PV | 2442 | 0.10115
Commercial_PV | 2443 | 0
Commercial_PV | 2444 | 0
Commercial_PV | 2445 | 0
Commercial_PV | 2446 | 0
Commercial_PV | 2447 | 0
Commercial_PV | 2448 | 0
Commercial_PV | 2449 | 0
Commercial_PV | 2450 | 0
Commercial_PV | 2451 | 0
Commercial_PV | 2452 | 0
Commercial_PV | 2453 | 0
Commercial_PV | 2454 | 0
Commercial_PV | 2455 | 0.1105
Commercial_PV | 2456 | 0.27625
Commercial_PV | 2457 | 0.4437
Commercial_PV | 2458 | 0.5933
Commercial_PV | 2459 | 0.6953
Commercial_PV | 2460 | 0.75565
Commercial_PV | 2461 | 0.7599
Commercial_PV | 2462 | 0.70805
Commercial_PV | 2463 | 0.6069
Commercial_PV | 2464 | 0.4726
Commercial_PV | 2465 | 0.3094
Commercial_PV | 2466 | 0.136
Commercial_PV | 2467 | 0
Commercial_PV | 2468 | 0
Commercial_PV | 2469 | 0
Commercial_PV | 2470 | 0
Commercial_PV | 2471 | 0
Commercial_PV | 2472 | 0
Commercial_PV | 2473 | 0
Commercial_PV | 2474 | 0
Commercial_PV | 2475 | 0
Commercial_PV | 2476 | 0
Commercial_PV | 2477 | 0
Commercial_PV | 2478 | 0
Commercial_PV | 2479 | 0.1156
Commercial_PV | 2480 | 0.28475
Commercial_PV | 2481 | 0.4522
Commercial_PV | 2482 | 0.59755
Commercial_PV | 2483 | 0.6987
Commercial_PV | 2484 | 0.75905
Commercial_PV | 2485 | 0.75565
Commercial_PV | 2486 | 0.70635
Commercial_PV | 2487 | 0.60605
Commercial_PV | 2488 | 0.45305
Commercial_PV | 2489 | 0.27285
Commercial_PV | 2490 | 0.1054
Commercial_PV | 2491 | 0
Commercial_PV | 2492 | 0
Commercial_PV | 2493 | 0
Commercial_PV | 2494 | 0
Commercial_PV | 2495 | 0
Commercial_PV | 2496 | 0
Commercial_PV | 2497 | 0
Commercial_PV | 2498 | 0
Commercial_PV | 2499 | 0
Commercial_PV | 2500 | 0
Commercial_PV | 2501 | 0
Commercial_PV | 2502 | 0
Commercial_PV | 2503 | 0.1173
Commercial_PV | 2504 | 0.29495
Commercial_PV | 2505 | 0.42075
Commercial_PV | 2506 | 0.30005
Commercial_PV | 2507 | 0.408
Commercial_PV | 2508 | 0.561
Commercial_PV | 2509 | 0.4233
Commercial_PV | 2510 | 0.47515
Commercial_PV | 2511 | 0.46155
Commercial_PV | 2512 | 0.4182
Commercial_PV | 2513 | 0.1377
Commercial_PV | 2514 | 0.09435
Commercial_PV | 2515 | 0
Commercial_PV | 2516 | 0
Commercial_PV | 2517 | 0
Commercial_PV | 2518 | 0
Commercial_PV | 2519 | 0
Commercial_PV | 2520 | 0
Commercial_PV | 2521 | 0
Commercial_PV | 2522 | 0
Commercial_PV | 2523 | 0
Commercial_PV | 2524 | 0
Commercial_PV | 2525 | 0
Commercial_PV | 2526 | 0
Commercial_PV | 2527 | 0.1241
Commercial_PV | 2528 | 0.2958
Commercial_PV | 2529 | 0.45985
Commercial_PV | 2530 | 0.60435
Commercial_PV | 2531 | 0.7055
Commercial_PV | 2532 | 0.765
Commercial_PV | 2533 | 0.765
Commercial_PV | 2534 | 0.7123
Commercial_PV | 2535 | 0.61455
Commercial_PV | 2536 | 0.48025
Commercial_PV | 2537 | 0.31875
Commercial_PV | 2538 | 0.1462
Commercial_PV | 2539 | 0
Commercial_PV | 2540 | 0
Commercial_PV | 2541 | 0
Commercial_PV | 2542 | 0
Commercial_PV | 2543 | 0
Commercial_PV | 2544 | 0
Commercial_PV | 2545 | 0
Commercial_PV | 2546 | 0
Commercial_PV | 2547 | 0
Commercial_PV | 2548 | 0
Commercial_PV | 2549 | 0
Commercial_PV | 2550 | 0
Commercial_PV | 2551 | 0.12155
Commercial_PV | 2552 | 0.29495
Commercial_PV | 2553 | 0.459
Commercial_PV | 2554 | 0.6052
Commercial_PV | 2555 | 0.70805
Commercial_PV | 2556 | 0.76415
Commercial_PV | 2557 | 0.7633
Commercial_PV | 2558 | 0.7106
Commercial_PV | 2559 | 0.6103
Commercial_PV | 2560 | 0.48025
Commercial_PV | 2561 | 0.3145
Commercial_PV | 2562 | 0.1445
Commercial_PV | 2563 | 0
Commercial_PV | 2564 | 0
Commercial_PV | 2565 | 0
Commercial_PV | 2566 | 0
Commercial_PV | 2567 | 0
Commercial_PV | 2568 | 0
Commercial_PV | 2569 | 0
Commercial_PV | 2570 | 0
Commercial_PV | 2571 | 0
Commercial_PV | 2572 | 0
Commercial_PV | 2573 | 0
Commercial_PV | 2574 | 0
Commercial_PV | 2575 | 0.1326
Commercial_PV | 2576 | 0.30345
Commercial_PV | 2577 | 0.47005
Commercial_PV | 2578 | 0.612
Commercial_PV | 2579 | 0.7191
Commercial_PV | 2580 | 0.7752
Commercial_PV | 2581 | 0.76585
Commercial_PV | 2582 | 0.7242
Commercial_PV | 2583 | 0.62305
Commercial_PV | 2584 | 0.48535
Commercial_PV | 2585 | 0.32045
Commercial_PV | 2586 | 0.119
Commercial_PV | 2587 | 0
Commercial_PV | 2588 | 0
Commercial_PV | 2589 | 0
Commercial_PV | 2590 | 0
Commercial_PV | 2591 | 0
Commercial_PV | 2592 | 0
Commercial_PV | 2593 | 0
Commercial_PV | 2594 | 0
Commercial_PV | 2595 | 0
Commercial_PV | 2596 | 0
Commercial_PV | 2597 | 0
Commercial_PV | 2598 | 0
Commercial_PV | 2599 | 0.1377
Commercial_PV | 2600 | 0.306
Commercial_PV | 2601 | 0.4709
Commercial_PV | 2602 | 0.48195
Commercial_PV | 2603 | 0.6256
Commercial_PV | 2604 | 0.7701
Commercial_PV | 2605 | 0.77265
Commercial_PV | 2606 | 0.72335
Commercial_PV | 2607 | 0.6222
Commercial_PV | 2608 | 0.48535
Commercial_PV | 2609 | 0.3213
Commercial_PV | 2610 | 0.1445
Commercial_PV | 2611 | 0
Commercial_PV | 2612 | 0
Commercial_PV | 2613 | 0
Commercial_PV | 2614 | 0
Commercial_PV | 2615 | 0
Commercial_PV | 2616 | 0
Commercial_PV | 2617 | 0
Commercial_PV | 2618 | 0
Commercial_PV | 2619 | 0
Commercial_PV | 2620 | 0
Commercial_PV | 2621 | 0
Commercial_PV | 2622 | 0
Commercial_PV | 2623 | 0.04505
Commercial_PV | 2624 | 0.09945
Commercial_PV | 2625 | 0.06375
Commercial_PV | 2626 | 0.0765
Commercial_PV | 2627 | 0.4097
Commercial_PV | 2628 | 0.7684
Commercial_PV | 2629 | 0.76755
Commercial_PV | 2630 | 0.72505
Commercial_PV | 2631 | 0.6205
Commercial_PV | 2632 | 0.41905
Commercial_PV | 2633 | 0.2516
Commercial_PV | 2634 | 0.15725
Commercial_PV | 2635 | 0
Commercial_PV | 2636 | 0
Commercial_PV | 2637 | 0
Commercial_PV | 2638 | 0
Commercial_PV | 2639 | 0
Commercial_PV | 2640 | 0
Commercial_PV | 2641 | 0
Commercial_PV | 2642 | 0
Commercial_PV | 2643 | 0
Commercial_PV | 2644 | 0
Commercial_PV | 2645 | 0
Commercial_PV | 2646 | 0
Commercial_PV | 2647 | 0.1037
Commercial_PV | 2648 | 0.23545
Commercial_PV | 2649 | 0.47345
Commercial_PV | 2650 | 0.6307
Commercial_PV | 2651 | 0.7242
Commercial_PV | 2652 | 0.78285
Commercial_PV | 2653 | 0.77775
Commercial_PV | 2654 | 0.73525
Commercial_PV | 2655 | 0.6426
Commercial_PV | 2656 | 0.4998
Commercial_PV | 2657 | 0.33065
Commercial_PV | 2658 | 0.15215
Commercial_PV | 2659 | 0.0085
Commercial_PV | 2660 | 0
Commercial_PV | 2661 | 0
Commercial_PV | 2662 | 0
Commercial_PV | 2663 | 0
Commercial_PV | 2664 | 0
Commercial_PV | 2665 | 0
Commercial_PV | 2666 | 0
Commercial_PV | 2667 | 0
Commercial_PV | 2668 | 0
Commercial_PV | 2669 | 0
Commercial_PV | 2670 | 0
Commercial_PV | 2671 | 0.09265
Commercial_PV | 2672 | 0.2414
Commercial_PV | 2673 | 0.38165
Commercial_PV | 2674 | 0.4726
Commercial_PV | 2675 | 0.4743
Commercial_PV | 2676 | 0.61625
Commercial_PV | 2677 | 0.60605
Commercial_PV | 2678 | 0.56695
Commercial_PV | 2679 | 0.3842
Commercial_PV | 2680 | 0.49725
Commercial_PV | 2681 | 0.3366
Commercial_PV | 2682 | 0.1649
Commercial_PV | 2683 | 0.00935
Commercial_PV | 2684 | 0
Commercial_PV | 2685 | 0
Commercial_PV | 2686 | 0
Commercial_PV | 2687 | 0
Commercial_PV | 2688 | 0
Commercial_PV | 2689 | 0
Commercial_PV | 2690 | 0
Commercial_PV | 2691 | 0
Commercial_PV | 2692 | 0
Commercial_PV | 2693 | 0
Commercial_PV | 2694 | 0
Commercial_PV | 2695 | 0.15215
Commercial_PV | 2696 | 0.32045
Commercial_PV | 2697 | 0.48705
Commercial_PV | 2698 | 0.62475
Commercial_PV | 2699 | 0.7259
Commercial_PV | 2700 | 0.75225
Commercial_PV | 2701 | 0.76245
Commercial_PV | 2702 | 0.69445
Commercial_PV | 2703 | 0.5355
Commercial_PV | 2704 | 0.48195
Commercial_PV | 2705 | 0.33235
Commercial_PV | 2706 | 0.16235
Commercial_PV | 2707 | 0.01105
Commercial_PV | 2708 | 0
Commercial_PV | 2709 | 0
Commercial_PV | 2710 | 0
Commercial_PV | 2711 | 0
Commercial_PV | 2712 | 0
Commercial_PV | 2713 | 0
Commercial_PV | 2714 | 0
Commercial_PV | 2715 | 0
Commercial_PV | 2716 | 0
Commercial_PV | 2717 | 0
Commercial_PV | 2718 | 0
Commercial_PV | 2719 | 0.1564
Commercial_PV | 2720 | 0.32725
Commercial_PV | 2721 | 0.49555
Commercial_PV | 2722 | 0.63665
Commercial_PV | 2723 | 0.7361
Commercial_PV | 2724 | 0.79815
Commercial_PV | 2725 | 0.79305
Commercial_PV | 2726 | 0.74545
Commercial_PV | 2727 | 0.6426
Commercial_PV | 2728 | 0.5066
Commercial_PV | 2729 | 0.34
Commercial_PV | 2730 | 0.1683
Commercial_PV | 2731 | 0.01275
Commercial_PV | 2732 | 0
Commercial_PV | 2733 | 0
Commercial_PV | 2734 | 0
Commercial_PV | 2735 | 0
Commercial_PV | 2736 | 0
Commercial_PV | 2737 | 0
Commercial_PV | 2738 | 0
Commercial_PV | 2739 | 0
Commercial_PV | 2740 | 0
Commercial_PV | 2741 | 0
Commercial_PV | 2742 | 0.0017
Commercial_PV | 2743 | 0.0799
Commercial_PV | 2744 | 0.2057
Commercial_PV | 2745 | 0.0442
Commercial_PV | 2746 | 0.0561
Commercial_PV | 2747 | 0.0731
Commercial_PV | 2748 | 0.15555
Commercial_PV | 2749 | 0.34
Commercial_PV | 2750 | 0.43265
Commercial_PV | 2751 | 0.57885
Commercial_PV | 2752 | 0.4471
Commercial_PV | 2753 | 0.21335
Commercial_PV | 2754 | 0.1581
Commercial_PV | 2755 | 0.0136
Commercial_PV | 2756 | 0
Commercial_PV | 2757 | 0
Commercial_PV | 2758 | 0
Commercial_PV | 2759 | 0
Commercial_PV | 2760 | 0
Commercial_PV | 2761 | 0
Commercial_PV | 2762 | 0
Commercial_PV | 2763 | 0
Commercial_PV | 2764 | 0
Commercial_PV | 2765 | 0
Commercial_PV | 2766 | 0.0017
Commercial_PV | 2767 | 0.16575
Commercial_PV | 2768 | 0.33405
Commercial_PV | 2769 | 0.4947
Commercial_PV | 2770 | 0.6205
Commercial_PV | 2771 | 0.7004
Commercial_PV | 2772 | 0.77945
Commercial_PV | 2773 | 0.7973
Commercial_PV | 2774 | 0.7123
Commercial_PV | 2775 | 0.6409
Commercial_PV | 2776 | 0.50575
Commercial_PV | 2777 | 0.34255
Commercial_PV | 2778 | 0.1734
Commercial_PV | 2779 | 0.01445
Commercial_PV | 2780 | 0
Commercial_PV | 2781 | 0
Commercial_PV | 2782 | 0
Commercial_PV | 2783 | 0
Commercial_PV | 2784 | 0
Commercial_PV | 2785 | 0
Commercial_PV | 2786 | 0
Commercial_PV | 2787 | 0
Commercial_PV | 2788 | 0
Commercial_PV | 2789 | 0
Commercial_PV | 2790 | 0.0017
Commercial_PV | 2791 | 0.08415
Commercial_PV | 2792 | 0.33575
Commercial_PV | 2793 | 0.44115
Commercial_PV | 2794 | 0.4675
Commercial_PV | 2795 | 0.6375
Commercial_PV | 2796 | 0.5389
Commercial_PV | 2797 | 0.7259
Commercial_PV | 2798 | 0.3995
Commercial_PV | 2799 | 0.46495
Commercial_PV | 2800 | 0.493
Commercial_PV | 2801 | 0.29325
Commercial_PV | 2802 | 0.17595
Commercial_PV | 2803 | 0.01615
Commercial_PV | 2804 | 0
Commercial_PV | 2805 | 0
Commercial_PV | 2806 | 0
Commercial_PV | 2807 | 0
Commercial_PV | 2808 | 0
Commercial_PV | 2809 | 0
Commercial_PV | 2810 | 0
Commercial_PV | 2811 | 0
Commercial_PV | 2812 | 0
Commercial_PV | 2813 | 0
Commercial_PV | 2814 | 0.00255
Commercial_PV | 2815 | 0.10285
Commercial_PV | 2816 | 0.2992
Commercial_PV | 2817 | 0.4981
Commercial_PV | 2818 | 0.6188
Commercial_PV | 2819 | 0.61625
Commercial_PV | 2820 | 0.7514
Commercial_PV | 2821 | 0.7276
Commercial_PV | 2822 | 0.6426
Commercial_PV | 2823 | 0.64175
Commercial_PV | 2824 | 0.5083
Commercial_PV | 2825 | 0.34935
Commercial_PV | 2826 | 0.1768
Commercial_PV | 2827 | 0.017
Commercial_PV | 2828 | 0
Commercial_PV | 2829 | 0
Commercial_PV | 2830 | 0
Commercial_PV | 2831 | 0
Commercial_PV | 2832 | 0
Commercial_PV | 2833 | 0
Commercial_PV | 2834 | 0
Commercial_PV | 2835 | 0
Commercial_PV | 2836 | 0
Commercial_PV | 2837 | 0
Commercial_PV | 2838 | 0.00255
Commercial_PV | 2839 | 0.1717
Commercial_PV | 2840 | 0.34085
Commercial_PV | 2841 | 0.50575
Commercial_PV | 2842 | 0.63835
Commercial_PV | 2843 | 0.71825
Commercial_PV | 2844 | 0.77775
Commercial_PV | 2845 | 0.8075
Commercial_PV | 2846 | 0.75225
Commercial_PV | 2847 | 0.65025
Commercial_PV | 2848 | 0.51255
Commercial_PV | 2849 | 0.34935
Commercial_PV | 2850 | 0.1785
Commercial_PV | 2851 | 0.01785
Commercial_PV | 2852 | 0
Commercial_PV | 2853 | 0
Commercial_PV | 2854 | 0
Commercial_PV | 2855 | 0
Commercial_PV | 2856 | 0
Commercial_PV | 2857 | 0
Commercial_PV | 2858 | 0
Commercial_PV | 2859 | 0
Commercial_PV | 2860 | 0
Commercial_PV | 2861 | 0
Commercial_PV | 2862 | 0.00255
Commercial_PV | 2863 | 0.1462
Commercial_PV | 2864 | 0.2992
Commercial_PV | 2865 | 0.35615
Commercial_PV | 2866 | 0.6477
Commercial_PV | 2867 | 0.74375
Commercial_PV | 2868 | 0.80835
Commercial_PV | 2869 | 0.81345
Commercial_PV | 2870 | 0.765
Commercial_PV | 2871 | 0.6681
Commercial_PV | 2872 | 0.4403
Commercial_PV | 2873 | 0.34085
Commercial_PV | 2874 | 0.187
Commercial_PV | 2875 | 0.0187
Commercial_PV | 2876 | 0
Commercial_PV | 2877 | 0
Commercial_PV | 2878 | 0
Commercial_PV | 2879 | 0
Commercial_PV | 2880 | 0
Commercial_PV | 2881 | 0
Commercial_PV | 2882 | 0
Commercial_PV | 2883 | 0
Commercial_PV | 2884 | 0
Commercial_PV | 2885 | 0
Commercial_PV | 2886 | 0.01445
Commercial_PV | 2887 | 0.05865
Commercial_PV | 2888 | 0.0697
Commercial_PV | 2889 | 0.07565
Commercial_PV | 2890 | 0.13855
Commercial_PV | 2891 | 0.1717
Commercial_PV | 2892 | 0.391
Commercial_PV | 2893 | 0.1598
Commercial_PV | 2894 | 0.1564
Commercial_PV | 2895 | 0.4488
Commercial_PV | 2896 | 0.2261
Commercial_PV | 2897 | 0.2669
Commercial_PV | 2898 | 0.04675
Commercial_PV | 2899 | 0.00425
Commercial_PV | 2900 | 0
Commercial_PV | 2901 | 0
Commercial_PV | 2902 | 0
Commercial_PV | 2903 | 0
Commercial_PV | 2904 | 0
Commercial_PV | 2905 | 0
Commercial_PV | 2906 | 0
Commercial_PV | 2907 | 0
Commercial_PV | 2908 | 0
Commercial_PV | 2909 | 0
Commercial_PV | 2910 | 0.02125
Commercial_PV | 2911 | 0.10115
Commercial_PV | 2912 | 0.29325
Commercial_PV | 2913 | 0.45645
Commercial_PV | 2914 | 0.6324
Commercial_PV | 2915 | 0.7378
Commercial_PV | 2916 | 0.77605
Commercial_PV | 2917 | 0.79475
Commercial_PV | 2918 | 0.70295
Commercial_PV | 2919 | 0.61455
Commercial_PV | 2920 | 0.40035
Commercial_PV | 2921 | 0.33065
Commercial_PV | 2922 | 0.1428
Commercial_PV | 2923 | 0.0204
Commercial_PV | 2924 | 0
Commercial_PV | 2925 | 0
Commercial_PV | 2926 | 0
Commercial_PV | 2927 | 0
Commercial_PV | 2928 | 0
Commercial_PV | 2929 | 0
Commercial_PV | 2930 | 0
Commercial_PV | 2931 | 0
Commercial_PV | 2932 | 0
Commercial_PV | 2933 | 0
Commercial_PV | 2934 | 0.0085
Commercial_PV | 2935 | 0.03145
Commercial_PV | 2936 | 0.0663
Commercial_PV | 2937 | 0.14025
Commercial_PV | 2938 | 0.1292
Commercial_PV | 2939 | 0.2822
Commercial_PV | 2940 | 0.1241
Commercial_PV | 2941 | 0.1241
Commercial_PV | 2942 | 0.0867
Commercial_PV | 2943 | 0.10115
Commercial_PV | 2944 | 0.0884
Commercial_PV | 2945 | 0.04845
Commercial_PV | 2946 | 0.01785
Commercial_PV | 2947 | 0.0034
Commercial_PV | 2948 | 0
Commercial_PV | 2949 | 0
Commercial_PV | 2950 | 0
Commercial_PV | 2951 | 0
Commercial_PV | 2952 | 0
Commercial_PV | 2953 | 0
Commercial_PV | 2954 | 0
Commercial_PV | 2955 | 0
Commercial_PV | 2956 | 0
Commercial_PV | 2957 | 0
Commercial_PV | 2958 | 0.0255
Commercial_PV | 2959 | 0.04675
Commercial_PV | 2960 | 0.12665
Commercial_PV | 2961 | 0.26605
Commercial_PV | 2962 | 0.1785
Commercial_PV | 2963 | 0.16915
Commercial_PV | 2964 | 0.39355
Commercial_PV | 2965 | 0.3196
Commercial_PV | 2966 | 0.34
Commercial_PV | 2967 | 0.2108
Commercial_PV | 2968 | 0.23715
Commercial_PV | 2969 | 0.1666
Commercial_PV | 2970 | 0.03825
Commercial_PV | 2971 | 0.0221
Commercial_PV | 2972 | 0
Commercial_PV | 2973 | 0
Commercial_PV | 2974 | 0
Commercial_PV | 2975 | 0
Commercial_PV | 2976 | 0
Commercial_PV | 2977 | 0
Commercial_PV | 2978 | 0
Commercial_PV | 2979 | 0
Commercial_PV | 2980 | 0
Commercial_PV | 2981 | 0
Commercial_PV | 2982 | 0.0068
Commercial_PV | 2983 | 0.0833
Commercial_PV | 2984 | 0.23205
Commercial_PV | 2985 | 0.43435
Commercial_PV | 2986 | 0.62815
Commercial_PV | 2987 | 0.5372
Commercial_PV | 2988 | 0.44285
Commercial_PV | 2989 | 0.24225
Commercial_PV | 2990 | 0.19805
Commercial_PV | 2991 | 0.43945
Commercial_PV | 2992 | 0.4454
Commercial_PV | 2993 | 0.15385
Commercial_PV | 2994 | 0.19125
Commercial_PV | 2995 | 0.0238
Commercial_PV | 2996 | 0
Commercial_PV | 2997 | 0
Commercial_PV | 2998 | 0
Commercial_PV | 2999 | 0
Commercial_PV | 3000 | 0
Commercial_PV | 3001 | 0
Commercial_PV | 3002 | 0
Commercial_PV | 3003 | 0
Commercial_PV | 3004 | 0
Commercial_PV | 3005 | 0
Commercial_PV | 3006 | 0.01955
Commercial_PV | 3007 | 0.06035
Commercial_PV | 3008 | 0.1309
Commercial_PV | 3009 | 0.22355
Commercial_PV | 3010 | 0.22185
Commercial_PV | 3011 | 0.3859
Commercial_PV | 3012 | 0.3689
Commercial_PV | 3013 | 0.1292
Commercial_PV | 3014 | 0.12325
Commercial_PV | 3015 | 0.6426
Commercial_PV | 3016 | 0.44115
Commercial_PV | 3017 | 0.2142
Commercial_PV | 3018 | 0.1394
Commercial_PV | 3019 | 0.02465
Commercial_PV | 3020 | 0
Commercial_PV | 3021 | 0
Commercial_PV | 3022 | 0
Commercial_PV | 3023 | 0
Commercial_PV | 3024 | 0
Commercial_PV | 3025 | 0
Commercial_PV | 3026 | 0
Commercial_PV | 3027 | 0
Commercial_PV | 3028 | 0
Commercial_PV | 3029 | 0
Commercial_PV | 3030 | 0.03655
Commercial_PV | 3031 | 0.0629
Commercial_PV | 3032 | 0.2754
Commercial_PV | 3033 | 0.28135
Commercial_PV | 3034 | 0.50915
Commercial_PV | 3035 | 0.57715
Commercial_PV | 3036 | 0.6256
Commercial_PV | 3037 | 0.7055
Commercial_PV | 3038 | 0.6069
Commercial_PV | 3039 | 0.612
Commercial_PV | 3040 | 0.4165
Commercial_PV | 3041 | 0.35445
Commercial_PV | 3042 | 0.19295
Commercial_PV | 3043 | 0.0255
Commercial_PV | 3044 | 0
Commercial_PV | 3045 | 0
Commercial_PV | 3046 | 0
Commercial_PV | 3047 | 0
Commercial_PV | 3048 | 0
Commercial_PV | 3049 | 0
Commercial_PV | 3050 | 0
Commercial_PV | 3051 | 0
Commercial_PV | 3052 | 0
Commercial_PV | 3053 | 0
Commercial_PV | 3054 | 0.0289
Commercial_PV | 3055 | 0.14705
Commercial_PV | 3056 | 0.32895
Commercial_PV | 3057 | 0.48025
Commercial_PV | 3058 | 0.64175
Commercial_PV | 3059 | 0.69955
Commercial_PV | 3060 | 0.76925
Commercial_PV | 3061 | 0.7735
Commercial_PV | 3062 | 0.7378
Commercial_PV | 3063 | 0.6392
Commercial_PV | 3064 | 0.22355
Commercial_PV | 3065 | 0.36295
Commercial_PV | 3066 | 0.1921
Commercial_PV | 3067 | 0.0272
Commercial_PV | 3068 | 0
Commercial_PV | 3069 | 0
Commercial_PV | 3070 | 0
Commercial_PV | 3071 | 0
Commercial_PV | 3072 | 0
Commercial_PV | 3073 | 0
Commercial_PV | 3074 | 0
Commercial_PV | 3075 | 0
Commercial_PV | 3076 | 0
Commercial_PV | 3077 | 0
Commercial_PV | 3078 | 0.0357
Commercial_PV | 3079 | 0.1479
Commercial_PV | 3080 | 0.357
Commercial_PV | 3081 | 0.49725
Commercial_PV | 3082 | 0.64005
Commercial_PV | 3083 | 0.7089
Commercial_PV | 3084 | 0.7973
Commercial_PV | 3085 | 0.7973
Commercial_PV | 3086 | 0.7429
Commercial_PV | 3087 | 0.6188
Commercial_PV | 3088 | 0.42245
Commercial_PV | 3089 | 0.32045
Commercial_PV | 3090 | 0.19465
Commercial_PV | 3091 | 0.02805
Commercial_PV | 3092 | 0
Commercial_PV | 3093 | 0
Commercial_PV | 3094 | 0
Commercial_PV | 3095 | 0
Commercial_PV | 3096 | 0
Commercial_PV | 3097 | 0
Commercial_PV | 3098 | 0
Commercial_PV | 3099 | 0
Commercial_PV | 3100 | 0
Commercial_PV | 3101 | 0
Commercial_PV | 3102 | 0.03995
Commercial_PV | 3103 | 0.07395
Commercial_PV | 3104 | 0.06715
Commercial_PV | 3105 | 0.05865
Commercial_PV | 3106 | 0.1887
Commercial_PV | 3107 | 0.6556
Commercial_PV | 3108 | 0.17935
Commercial_PV | 3109 | 0.31535
Commercial_PV | 3110 | 0.1105
Commercial_PV | 3111 | 0.35785
Commercial_PV | 3112 | 0.3723
Commercial_PV | 3113 | 0.085
Commercial_PV | 3114 | 0.1241
Commercial_PV | 3115 | 0.02975
Commercial_PV | 3116 | 0
Commercial_PV | 3117 | 0
Commercial_PV | 3118 | 0
Commercial_PV | 3119 | 0
Commercial_PV | 3120 | 0
Commercial_PV | 3121 | 0
Commercial_PV | 3122 | 0
Commercial_PV | 3123 | 0
Commercial_PV | 3124 | 0
Commercial_PV | 3125 | 0
Commercial_PV | 3126 | 0.0408
Commercial_PV | 3127 | 0.15045
Commercial_PV | 3128 | 0.31705
Commercial_PV | 3129 | 0.5304
Commercial_PV | 3130 | 0.66895
Commercial_PV | 3131 | 0.7667
Commercial_PV | 3132 | 0.8177
Commercial_PV | 3133 | 0.82195
Commercial_PV | 3134 | 0.7667
Commercial_PV | 3135 | 0.66895
Commercial_PV | 3136 | 0.5304
Commercial_PV | 3137 | 0.3723
Commercial_PV | 3138 | 0.2023
Commercial_PV | 3139 | 0.0289
Commercial_PV | 3140 | 0
Commercial_PV | 3141 | 0
Commercial_PV | 3142 | 0
Commercial_PV | 3143 | 0
Commercial_PV | 3144 | 0
Commercial_PV | 3145 | 0
Commercial_PV | 3146 | 0
Commercial_PV | 3147 | 0
Commercial_PV | 3148 | 0
Commercial_PV | 3149 | 0
Commercial_PV | 3150 | 0.0255
Commercial_PV | 3151 | 0.18105
Commercial_PV | 3152 | 0.3723
Commercial_PV | 3153 | 0.5236
Commercial_PV | 3154 | 0.6596
Commercial_PV | 3155 | 0.75565
Commercial_PV | 3156 | 0.80155
Commercial_PV | 3157 | 0.73865
Commercial_PV | 3158 | 0.2924
Commercial_PV | 3159 | 0.6562
Commercial_PV | 3160 | 0.4624
Commercial_PV | 3161 | 0.3706
Commercial_PV | 3162 | 0.204
Commercial_PV | 3163 | 0.0306
Commercial_PV | 3164 | 0
Commercial_PV | 3165 | 0
Commercial_PV | 3166 | 0
Commercial_PV | 3167 | 0
Commercial_PV | 3168 | 0
Commercial_PV | 3169 | 0
Commercial_PV | 3170 | 0
Commercial_PV | 3171 | 0
Commercial_PV | 3172 | 0
Commercial_PV | 3173 | 0
Commercial_PV | 3174 | 0.0476
Commercial_PV | 3175 | 0.1989
Commercial_PV | 3176 | 0.374
Commercial_PV | 3177 | 0.41055
Commercial_PV | 3178 | 0.5542
Commercial_PV | 3179 | 0.74885
Commercial_PV | 3180 | 0.8024
Commercial_PV | 3181 | 0.79815
Commercial_PV | 3182 | 0.57205
Commercial_PV | 3183 | 0.65025
Commercial_PV | 3184 | 0.52275
Commercial_PV | 3185 | 0.2839
Commercial_PV | 3186 | 0.19295
Commercial_PV | 3187 | 0.03145
Commercial_PV | 3188 | 0
Commercial_PV | 3189 | 0
Commercial_PV | 3190 | 0
Commercial_PV | 3191 | 0
Commercial_PV | 3192 | 0
Commercial_PV | 3193 | 0
Commercial_PV | 3194 | 0
Commercial_PV | 3195 | 0
Commercial_PV | 3196 | 0
Commercial_PV | 3197 | 0
Commercial_PV | 3198 | 0.03995
Commercial_PV | 3199 | 0.09095
Commercial_PV | 3200 | 0.1802
Commercial_PV | 3201 | 0.2856
Commercial_PV | 3202 | 0.3978
Commercial_PV | 3203 | 0.3553
Commercial_PV | 3204 | 0.33915
Commercial_PV | 3205 | 0.0867
Commercial_PV | 3206 | 0.06885
Commercial_PV | 3207 | 0.068
Commercial_PV | 3208 | 0.1003
Commercial_PV | 3209 | 0.1666
Commercial_PV | 3210 | 0.1054
Commercial_PV | 3211 | 0.0238
Commercial_PV | 3212 | 0
Commercial_PV | 3213 | 0
Commercial_PV | 3214 | 0
Commercial_PV | 3215 | 0
Commercial_PV | 3216 | 0
Commercial_PV | 3217 | 0
Commercial_PV | 3218 | 0
Commercial_PV | 3219 | 0
Commercial_PV | 3220 | 0
Commercial_PV | 3221 | 0
Commercial_PV | 3222 | 0.05865
Commercial_PV | 3223 | 0.13005
Commercial_PV | 3224 | 0.2907
Commercial_PV | 3225 | 0.4726
Commercial_PV | 3226 | 0.6681
Commercial_PV | 3227 | 0.28135
Commercial_PV | 3228 | 0.45985
Commercial_PV | 3229 | 0.58055
Commercial_PV | 3230 | 0.65875
Commercial_PV | 3231 | 0.4981
Commercial_PV | 3232 | 0.34
Commercial_PV | 3233 | 0.35785
Commercial_PV | 3234 | 0.20655
Commercial_PV | 3235 | 0.03315
Commercial_PV | 3236 | 0
Commercial_PV | 3237 | 0
Commercial_PV | 3238 | 0
Commercial_PV | 3239 | 0
Commercial_PV | 3240 | 0
Commercial_PV | 3241 | 0
Commercial_PV | 3242 | 0
Commercial_PV | 3243 | 0
Commercial_PV | 3244 | 0
Commercial_PV | 3245 | 0
Commercial_PV | 3246 | 0.05015
Commercial_PV | 3247 | 0.20825
Commercial_PV | 3248 | 0.3757
Commercial_PV | 3249 | 0.4709
Commercial_PV | 3250 | 0.5253
Commercial_PV | 3251 | 0.46155
Commercial_PV | 3252 | 0.5593
Commercial_PV | 3253 | 0.46495
Commercial_PV | 3254 | 0.4488
Commercial_PV | 3255 | 0.6358
Commercial_PV | 3256 | 0.5338
Commercial_PV | 3257 | 0.374
Commercial_PV | 3258 | 0.2108
Commercial_PV | 3259 | 0.034
Commercial_PV | 3260 | 0
Commercial_PV | 3261 | 0
Commercial_PV | 3262 | 0
Commercial_PV | 3263 | 0
Commercial_PV | 3264 | 0
Commercial_PV | 3265 | 0
Commercial_PV | 3266 | 0
Commercial_PV | 3267 | 0
Commercial_PV | 3268 | 0
Commercial_PV | 3269 | 0
Commercial_PV | 3270 | 0.0578
Commercial_PV | 3271 | 0.2159
Commercial_PV | 3272 | 0.37145
Commercial_PV | 3273 | 0.5168
Commercial_PV | 3274 | 0.663
Commercial_PV | 3275 | 0.5423
Commercial_PV | 3276 | 0.68595
Commercial_PV | 3277 | 0.69955
Commercial_PV | 3278 | 0.61795
Commercial_PV | 3279 | 0.5593
Commercial_PV | 3280 | 0.5083
Commercial_PV | 3281 | 0.35275
Commercial_PV | 3282 | 0.16745
Commercial_PV | 3283 | 0.03655
Commercial_PV | 3284 | 0
Commercial_PV | 3285 | 0
Commercial_PV | 3286 | 0
Commercial_PV | 3287 | 0
Commercial_PV | 3288 | 0
Commercial_PV | 3289 | 0
Commercial_PV | 3290 | 0
Commercial_PV | 3291 | 0
Commercial_PV | 3292 | 0
Commercial_PV | 3293 | 0
Commercial_PV | 3294 | 0.05695
Commercial_PV | 3295 | 0.21335
Commercial_PV | 3296 | 0.3791
Commercial_PV | 3297 | 0.53635
Commercial_PV | 3298 | 0.67575
Commercial_PV | 3299 | 0.76755
Commercial_PV | 3300 | 0.82195
Commercial_PV | 3301 | 0.82195
Commercial_PV | 3302 | 0.7718
Commercial_PV | 3303 | 0.68
Commercial_PV | 3304 | 0.53975
Commercial_PV | 3305 | 0.3842
Commercial_PV | 3306 | 0.21505
Commercial_PV | 3307 | 0.03485
Commercial_PV | 3308 | 0
Commercial_PV | 3309 | 0
Commercial_PV | 3310 | 0
Commercial_PV | 3311 | 0
Commercial_PV | 3312 | 0
Commercial_PV | 3313 | 0
Commercial_PV | 3314 | 0
Commercial_PV | 3315 | 0
Commercial_PV | 3316 | 0
Commercial_PV | 3317 | 0
Commercial_PV | 3318 | 0.0595
Commercial_PV | 3319 | 0.2159
Commercial_PV | 3320 | 0.37655
Commercial_PV | 3321 | 0.5406
Commercial_PV | 3322 | 0.68
Commercial_PV | 3323 | 0.77265
Commercial_PV | 3324 | 0.8228
Commercial_PV | 3325 | 0.82365
Commercial_PV | 3326 | 0.765
Commercial_PV | 3327 | 0.6698
Commercial_PV | 3328 | 0.53805
Commercial_PV | 3329 | 0.3706
Commercial_PV | 3330 | 0.13345
Commercial_PV | 3331 | 0.02805
Commercial_PV | 3332 | 0
Commercial_PV | 3333 | 0
Commercial_PV | 3334 | 0
Commercial_PV | 3335 | 0
Commercial_PV | 3336 | 0
Commercial_PV | 3337 | 0
Commercial_PV | 3338 | 0
Commercial_PV | 3339 | 0
Commercial_PV | 3340 | 0
Commercial_PV | 3341 | 0
Commercial_PV | 3342 | 0.05865
Commercial_PV | 3343 | 0.2108
Commercial_PV | 3344 | 0.37825
Commercial_PV | 3345 | 0.4845
Commercial_PV | 3346 | 0.32555
Commercial_PV | 3347 | 0.39695
Commercial_PV | 3348 | 0.7922
Commercial_PV | 3349 | 0.82025
Commercial_PV | 3350 | 0.63835
Commercial_PV | 3351 | 0.6562
Commercial_PV | 3352 | 0.53635
Commercial_PV | 3353 | 0.38335
Commercial_PV | 3354 | 0.2193
Commercial_PV | 3355 | 0.0374
Commercial_PV | 3356 | 0
Commercial_PV | 3357 | 0
Commercial_PV | 3358 | 0
Commercial_PV | 3359 | 0
Commercial_PV | 3360 | 0
Commercial_PV | 3361 | 0
Commercial_PV | 3362 | 0
Commercial_PV | 3363 | 0
Commercial_PV | 3364 | 0
Commercial_PV | 3365 | 0
Commercial_PV | 3366 | 0.06035
Commercial_PV | 3367 | 0.2125
Commercial_PV | 3368 | 0.38335
Commercial_PV | 3369 | 0.54315
Commercial_PV | 3370 | 0.67915
Commercial_PV | 3371 | 0.77095
Commercial_PV | 3372 | 0.8296
Commercial_PV | 3373 | 0.8296
Commercial_PV | 3374 | 0.77945
Commercial_PV | 3375 | 0.6834
Commercial_PV | 3376 | 0.5474
Commercial_PV | 3377 | 0.3893
Commercial_PV | 3378 | 0.221
Commercial_PV | 3379 | 0.0374
Commercial_PV | 3380 | 0
Commercial_PV | 3381 | 0
Commercial_PV | 3382 | 0
Commercial_PV | 3383 | 0
Commercial_PV | 3384 | 0
Commercial_PV | 3385 | 0
Commercial_PV | 3386 | 0
Commercial_PV | 3387 | 0
Commercial_PV | 3388 | 0
Commercial_PV | 3389 | 0
Commercial_PV | 3390 | 0.0663
Commercial_PV | 3391 | 0.2244
Commercial_PV | 3392 | 0.3893
Commercial_PV | 3393 | 0.544
Commercial_PV | 3394 | 0.6834
Commercial_PV | 3395 | 0.77605
Commercial_PV | 3396 | 0.83045
Commercial_PV | 3397 | 0.83045
Commercial_PV | 3398 | 0.78115
Commercial_PV | 3399 | 0.6851
Commercial_PV | 3400 | 0.55165
Commercial_PV | 3401 | 0.391
Commercial_PV | 3402 | 0.2227
Commercial_PV | 3403 | 0.03825
Commercial_PV | 3404 | 0
Commercial_PV | 3405 | 0
Commercial_PV | 3406 | 0
Commercial_PV | 3407 | 0
Commercial_PV | 3408 | 0
Commercial_PV | 3409 | 0
Commercial_PV | 3410 | 0
Commercial_PV | 3411 | 0
Commercial_PV | 3412 | 0
Commercial_PV | 3413 | 0
Commercial_PV | 3414 | 0.06545
Commercial_PV | 3415 | 0.22015
Commercial_PV | 3416 | 0.3842
Commercial_PV | 3417 | 0.5423
Commercial_PV | 3418 | 0.68085
Commercial_PV | 3419 | 0.77265
Commercial_PV | 3420 | 0.82705
Commercial_PV | 3421 | 0.81855
Commercial_PV | 3422 | 0.77775
Commercial_PV | 3423 | 0.68255
Commercial_PV | 3424 | 0.5474
Commercial_PV | 3425 | 0.3927
Commercial_PV | 3426 | 0.2244
Commercial_PV | 3427 | 0.0391
Commercial_PV | 3428 | 0
Commercial_PV | 3429 | 0
Commercial_PV | 3430 | 0
Commercial_PV | 3431 | 0
Commercial_PV | 3432 | 0
Commercial_PV | 3433 | 0
Commercial_PV | 3434 | 0
Commercial_PV | 3435 | 0
Commercial_PV | 3436 | 0
Commercial_PV | 3437 | 0
Commercial_PV | 3438 | 0.068
Commercial_PV | 3439 | 0.2261
Commercial_PV | 3440 | 0.39355
Commercial_PV | 3441 | 0.5491
Commercial_PV | 3442 | 0.68935
Commercial_PV | 3443 | 0.782
Commercial_PV | 3444 | 0.83215
Commercial_PV | 3445 | 0.83215
Commercial_PV | 3446 | 0.78285
Commercial_PV | 3447 | 0.68765
Commercial_PV | 3448 | 0.5491
Commercial_PV | 3449 | 0.39695
Commercial_PV | 3450 | 0.2278
Commercial_PV | 3451 | 0.0391
Commercial_PV | 3452 | 0
Commercial_PV | 3453 | 0
Commercial_PV | 3454 | 0
Commercial_PV | 3455 | 0
Commercial_PV | 3456 | 0
Commercial_PV | 3457 | 0
Commercial_PV | 3458 | 0
Commercial_PV | 3459 | 0
Commercial_PV | 3460 | 0
Commercial_PV | 3461 | 0
Commercial_PV | 3462 | 0.07225
Commercial_PV | 3463 | 0.2312
Commercial_PV | 3464 | 0.39695
Commercial_PV | 3465 | 0.54995
Commercial_PV | 3466 | 0.6868
Commercial_PV | 3467 | 0.7786
Commercial_PV | 3468 | 0.82875
Commercial_PV | 3469 | 0.82875
Commercial_PV | 3470 | 0.7752
Commercial_PV | 3471 | 0.6817
Commercial_PV | 3472 | 0.51085
Commercial_PV | 3473 | 0.39355
Commercial_PV | 3474 | 0.221
Commercial_PV | 3475 | 0.0442
Commercial_PV | 3476 | 0
Commercial_PV | 3477 | 0
Commercial_PV | 3478 | 0
Commercial_PV | 3479 | 0
Commercial_PV | 3480 | 0
Commercial_PV | 3481 | 0
Commercial_PV | 3482 | 0
Commercial_PV | 3483 | 0
Commercial_PV | 3484 | 0
Commercial_PV | 3485 | 0
Commercial_PV | 3486 | 0.0714
Commercial_PV | 3487 | 0.22525
Commercial_PV | 3488 | 0.4029
Commercial_PV | 3489 | 0.54485
Commercial_PV | 3490 | 0.6766
Commercial_PV | 3491 | 0.75735
Commercial_PV | 3492 | 0.7701
Commercial_PV | 3493 | 0.79305
Commercial_PV | 3494 | 0.4981
Commercial_PV | 3495 | 0.6409
Commercial_PV | 3496 | 0.33575
Commercial_PV | 3497 | 0.26265
Commercial_PV | 3498 | 0.136
Commercial_PV | 3499 | 0.0442
Commercial_PV | 3500 | 0
Commercial_PV | 3501 | 0
Commercial_PV | 3502 | 0
Commercial_PV | 3503 | 0
Commercial_PV | 3504 | 0
Commercial_PV | 3505 | 0
Commercial_PV | 3506 | 0
Commercial_PV | 3507 | 0
Commercial_PV | 3508 | 0
Commercial_PV | 3509 | 0
Commercial_PV | 3510 | 0.05355
Commercial_PV | 3511 | 0.15215
Commercial_PV | 3512 | 0.2346
Commercial_PV | 3513 | 0.51
Commercial_PV | 3514 | 0.48535
Commercial_PV | 3515 | 0.7242
Commercial_PV | 3516 | 0.66555
Commercial_PV | 3517 | 0.50745
Commercial_PV | 3518 | 0.6273
Commercial_PV | 3519 | 0.18785
Commercial_PV | 3520 | 0.1734
Commercial_PV | 3521 | 0.1377
Commercial_PV | 3522 | 0.02295
Commercial_PV | 3523 | 0.0459
Commercial_PV | 3524 | 0
Commercial_PV | 3525 | 0
Commercial_PV | 3526 | 0
Commercial_PV | 3527 | 0
Commercial_PV | 3528 | 0
Commercial_PV | 3529 | 0
Commercial_PV | 3530 | 0
Commercial_PV | 3531 | 0
Commercial_PV | 3532 | 0
Commercial_PV | 3533 | 0
Commercial_PV | 3534 | 0.02975
Commercial_PV | 3535 | 0.0918
Commercial_PV | 3536 | 0.26945
Commercial_PV | 3537 | 0.4522
Commercial_PV | 3538 | 0.6018
Commercial_PV | 3539 | 0.50235
Commercial_PV | 3540 | 0.44795
Commercial_PV | 3541 | 0.33575
Commercial_PV | 3542 | 0.4012
Commercial_PV | 3543 | 0.20315
Commercial_PV | 3544 | 0.2856
Commercial_PV | 3545 | 0.17935
Commercial_PV | 3546 | 0.0986
Commercial_PV | 3547 | 0.0068
Commercial_PV | 3548 | 0
Commercial_PV | 3549 | 0
Commercial_PV | 3550 | 0
Commercial_PV | 3551 | 0
Commercial_PV | 3552 | 0
Commercial_PV | 3553 | 0
Commercial_PV | 3554 | 0
Commercial_PV | 3555 | 0
Commercial_PV | 3556 | 0
Commercial_PV | 3557 | 0
Commercial_PV | 3558 | 0.07565
Commercial_PV | 3559 | 0.2346
Commercial_PV | 3560 | 0.39695
Commercial_PV | 3561 | 0.55335
Commercial_PV | 3562 | 0.69275
Commercial_PV | 3563 | 0.7854
Commercial_PV | 3564 | 0.8398
Commercial_PV | 3565 | 0.84575
Commercial_PV | 3566 | 0.7922
Commercial_PV | 3567 | 0.697
Commercial_PV | 3568 | 0.56185
Commercial_PV | 3569 | 0.4063
Commercial_PV | 3570 | 0.2363
Commercial_PV | 3571 | 0.0408
Commercial_PV | 3572 | 0
Commercial_PV | 3573 | 0
Commercial_PV | 3574 | 0
Commercial_PV | 3575 | 0
Commercial_PV | 3576 | 0
Commercial_PV | 3577 | 0
Commercial_PV | 3578 | 0
Commercial_PV | 3579 | 0
Commercial_PV | 3580 | 0
Commercial_PV | 3581 | 0
Commercial_PV | 3582 | 0.08075
Commercial_PV | 3583 | 0.2346
Commercial_PV | 3584 | 0.40205
Commercial_PV | 3585 | 0.56355
Commercial_PV | 3586 | 0.6375
Commercial_PV | 3587 | 0.6868
Commercial_PV | 3588 | 0.7446
Commercial_PV | 3589 | 0.7276
Commercial_PV | 3590 | 0.5644
Commercial_PV | 3591 | 0.39185
Commercial_PV | 3592 | 0.3145
Commercial_PV | 3593 | 0.19805
Commercial_PV | 3594 | 0.1972
Commercial_PV | 3595 | 0.04675
Commercial_PV | 3596 | 0
Commercial_PV | 3597 | 0
Commercial_PV | 3598 | 0
Commercial_PV | 3599 | 0
Commercial_PV | 3600 | 0
Commercial_PV | 3601 | 0
Commercial_PV | 3602 | 0
Commercial_PV | 3603 | 0
Commercial_PV | 3604 | 0
Commercial_PV | 3605 | 0
Commercial_PV | 3606 | 0.068
Commercial_PV | 3607 | 0.21845
Commercial_PV | 3608 | 0.3196
Commercial_PV | 3609 | 0.5032
Commercial_PV | 3610 | 0.6834
Commercial_PV | 3611 | 0.7735
Commercial_PV | 3612 | 0.83215
Commercial_PV | 3613 | 0.7786
Commercial_PV | 3614 | 0.75055
Commercial_PV | 3615 | 0.646
Commercial_PV | 3616 | 0.3672
Commercial_PV | 3617 | 0.13515
Commercial_PV | 3618 | 0.07055
Commercial_PV | 3619 | 0.0425
Commercial_PV | 3620 | 0
Commercial_PV | 3621 | 0
Commercial_PV | 3622 | 0
Commercial_PV | 3623 | 0
Commercial_PV | 3624 | 0
Commercial_PV | 3625 | 0
Commercial_PV | 3626 | 0
Commercial_PV | 3627 | 0
Commercial_PV | 3628 | 0
Commercial_PV | 3629 | 0
Commercial_PV | 3630 | 0.07905
Commercial_PV | 3631 | 0.2329
Commercial_PV | 3632 | 0.3944
Commercial_PV | 3633 | 0.5474
Commercial_PV | 3634 | 0.5967
Commercial_PV | 3635 | 0.5015
Commercial_PV | 3636 | 0.78625
Commercial_PV | 3637 | 0.8279
Commercial_PV | 3638 | 0.62305
Commercial_PV | 3639 | 0.6273
Commercial_PV | 3640 | 0.5236
Commercial_PV | 3641 | 0.32555
Commercial_PV | 3642 | 0.09945
Commercial_PV | 3643 | 0.02975
Commercial_PV | 3644 | 0
Commercial_PV | 3645 | 0
Commercial_PV | 3646 | 0
Commercial_PV | 3647 | 0
Commercial_PV | 3648 | 0
Commercial_PV | 3649 | 0
Commercial_PV | 3650 | 0
Commercial_PV | 3651 | 0
Commercial_PV | 3652 | 0
Commercial_PV | 3653 | 0
Commercial_PV | 3654 | 0.07055
Commercial_PV | 3655 | 0.1904
Commercial_PV | 3656 | 0.29155
Commercial_PV | 3657 | 0.54485
Commercial_PV | 3658 | 0.6001
Commercial_PV | 3659 | 0.5066
Commercial_PV | 3660 | 0.6018
Commercial_PV | 3661 | 0.49045
Commercial_PV | 3662 | 0.44115
Commercial_PV | 3663 | 0.493
Commercial_PV | 3664 | 0.5253
Commercial_PV | 3665 | 0.37995
Commercial_PV | 3666 | 0.15045
Commercial_PV | 3667 | 0.0459
Commercial_PV | 3668 | 0
Commercial_PV | 3669 | 0
Commercial_PV | 3670 | 0
Commercial_PV | 3671 | 0
Commercial_PV | 3672 | 0
Commercial_PV | 3673 | 0
Commercial_PV | 3674 | 0
Commercial_PV | 3675 | 0
Commercial_PV | 3676 | 0
Commercial_PV | 3677 | 0
Commercial_PV | 3678 | 0.0391
Commercial_PV | 3679 | 0.2363
Commercial_PV | 3680 | 0.357
Commercial_PV | 3681 | 0.4675
Commercial_PV | 3682 | 0.6749
Commercial_PV | 3683 | 0.76925
Commercial_PV | 3684 | 0.8279
Commercial_PV | 3685 | 0.8296
Commercial_PV | 3686 | 0.78625
Commercial_PV | 3687 | 0.68935
Commercial_PV | 3688 | 0.55675
Commercial_PV | 3689 | 0.4029
Commercial_PV | 3690 | 0.2397
Commercial_PV | 3691 | 0.0459
Commercial_PV | 3692 | 0
Commercial_PV | 3693 | 0
Commercial_PV | 3694 | 0
Commercial_PV | 3695 | 0
Commercial_PV | 3696 | 0
Commercial_PV | 3697 | 0
Commercial_PV | 3698 | 0
Commercial_PV | 3699 | 0
Commercial_PV | 3700 | 0
Commercial_PV | 3701 | 0
Commercial_PV | 3702 | 0.0799
Commercial_PV | 3703 | 0.2312
Commercial_PV | 3704 | 0.3944
Commercial_PV | 3705 | 0.55165
Commercial_PV | 3706 | 0.67915
Commercial_PV | 3707 | 0.76925
Commercial_PV | 3708 | 0.83725
Commercial_PV | 3709 | 0.82535
Commercial_PV | 3710 | 0.782
Commercial_PV | 3711 | 0.68595
Commercial_PV | 3712 | 0.5576
Commercial_PV | 3713 | 0.40205
Commercial_PV | 3714 | 0.2414
Commercial_PV | 3715 | 0.0476
Commercial_PV | 3716 | 0
Commercial_PV | 3717 | 0
Commercial_PV | 3718 | 0
Commercial_PV | 3719 | 0
Commercial_PV | 3720 | 0
Commercial_PV | 3721 | 0
Commercial_PV | 3722 | 0
Commercial_PV | 3723 | 0
Commercial_PV | 3724 | 0
Commercial_PV | 3725 | 0
Commercial_PV | 3726 | 0.0799
Commercial_PV | 3727 | 0.23375
Commercial_PV | 3728 | 0.3944
Commercial_PV | 3729 | 0.5491
Commercial_PV | 3730 | 0.67575
Commercial_PV | 3731 | 0.76925
Commercial_PV | 3732 | 0.8245
Commercial_PV | 3733 | 0.8262
Commercial_PV | 3734 | 0.7786
Commercial_PV | 3735 | 0.6834
Commercial_PV | 3736 | 0.55845
Commercial_PV | 3737 | 0.40545
Commercial_PV | 3738 | 0.24225
Commercial_PV | 3739 | 0.0476
Commercial_PV | 3740 | 0
Commercial_PV | 3741 | 0
Commercial_PV | 3742 | 0
Commercial_PV | 3743 | 0
Commercial_PV | 3744 | 0
Commercial_PV | 3745 | 0
Commercial_PV | 3746 | 0
Commercial_PV | 3747 | 0
Commercial_PV | 3748 | 0
Commercial_PV | 3749 | 0
Commercial_PV | 3750 | 0.0833
Commercial_PV | 3751 | 0.22185
Commercial_PV | 3752 | 0.3859
Commercial_PV | 3753 | 0.54655
Commercial_PV | 3754 | 0.67575
Commercial_PV | 3755 | 0.7701
Commercial_PV | 3756 | 0.82025
Commercial_PV | 3757 | 0.78115
Commercial_PV | 3758 | 0.6766
Commercial_PV | 3759 | 0.25245
Commercial_PV | 3760 | 0.44625
Commercial_PV | 3761 | 0.36801
Commercial_PV | 3762 | 0.23885
Commercial_PV | 3763 | 0.0527
Commercial_PV | 3764 | 0
Commercial_PV | 3765 | 0
Commercial_PV | 3766 | 0
Commercial_PV | 3767 | 0
Commercial_PV | 3768 | 0
Commercial_PV | 3769 | 0
Commercial_PV | 3770 | 0
Commercial_PV | 3771 | 0
Commercial_PV | 3772 | 0
Commercial_PV | 3773 | 0
Commercial_PV | 3774 | 0.08075
Commercial_PV | 3775 | 0.23205
Commercial_PV | 3776 | 0.3927
Commercial_PV | 3777 | 0.5525
Commercial_PV | 3778 | 0.67575
Commercial_PV | 3779 | 0.76585
Commercial_PV | 3780 | 0.8245
Commercial_PV | 3781 | 0.8177
Commercial_PV | 3782 | 0.77605
Commercial_PV | 3783 | 0.67745
Commercial_PV | 3784 | 0.5576
Commercial_PV | 3785 | 0.40375
Commercial_PV | 3786 | 0.2397
Commercial_PV | 3787 | 0.04505
Commercial_PV | 3788 | 0
Commercial_PV | 3789 | 0
Commercial_PV | 3790 | 0
Commercial_PV | 3791 | 0
Commercial_PV | 3792 | 0
Commercial_PV | 3793 | 0
Commercial_PV | 3794 | 0
Commercial_PV | 3795 | 0
Commercial_PV | 3796 | 0
Commercial_PV | 3797 | 0
Commercial_PV | 3798 | 0.0799
Commercial_PV | 3799 | 0.2261
Commercial_PV | 3800 | 0.3927
Commercial_PV | 3801 | 0.53125
Commercial_PV | 3802 | 0.67575
Commercial_PV | 3803 | 0.77435
Commercial_PV | 3804 | 0.8296
Commercial_PV | 3805 | 0.82705
Commercial_PV | 3806 | 0.78455
Commercial_PV | 3807 | 0.68935
Commercial_PV | 3808 | 0.55845
Commercial_PV | 3809 | 0.40885
Commercial_PV | 3810 | 0.24735
Commercial_PV | 3811 | 0.0476
Commercial_PV | 3812 | 0
Commercial_PV | 3813 | 0
Commercial_PV | 3814 | 0
Commercial_PV | 3815 | 0
Commercial_PV | 3816 | 0
Commercial_PV | 3817 | 0
Commercial_PV | 3818 | 0
Commercial_PV | 3819 | 0
Commercial_PV | 3820 | 0
Commercial_PV | 3821 | 0
Commercial_PV | 3822 | 0.0408
Commercial_PV | 3823 | 0.12325
Commercial_PV | 3824 | 0.33915
Commercial_PV | 3825 | 0.1445
Commercial_PV | 3826 | 0.15725
Commercial_PV | 3827 | 0.255
Commercial_PV | 3828 | 0.16575
Commercial_PV | 3829 | 0.48365
Commercial_PV | 3830 | 0.2992
Commercial_PV | 3831 | 0.2907
Commercial_PV | 3832 | 0.2125
Commercial_PV | 3833 | 0.14365
Commercial_PV | 3834 | 0.11475
Commercial_PV | 3835 | 0.05695
Commercial_PV | 3836 | 0
Commercial_PV | 3837 | 0
Commercial_PV | 3838 | 0
Commercial_PV | 3839 | 0
Commercial_PV | 3840 | 0
Commercial_PV | 3841 | 0
Commercial_PV | 3842 | 0
Commercial_PV | 3843 | 0
Commercial_PV | 3844 | 0
Commercial_PV | 3845 | 0
Commercial_PV | 3846 | 0.0765
Commercial_PV | 3847 | 0.21505
Commercial_PV | 3848 | 0.34765
Commercial_PV | 3849 | 0.459
Commercial_PV | 3850 | 0.55675
Commercial_PV | 3851 | 0.75735
Commercial_PV | 3852 | 0.7667
Commercial_PV | 3853 | 0.44285
Commercial_PV | 3854 | 0.5202
Commercial_PV | 3855 | 0.3587
Commercial_PV | 3856 | 0.55165
Commercial_PV | 3857 | 0.40715
Commercial_PV | 3858 | 0.2448
Commercial_PV | 3859 | 0.09435
Commercial_PV | 3860 | 0
Commercial_PV | 3861 | 0
Commercial_PV | 3862 | 0
Commercial_PV | 3863 | 0
Commercial_PV | 3864 | 0
Commercial_PV | 3865 | 0
Commercial_PV | 3866 | 0
Commercial_PV | 3867 | 0
Commercial_PV | 3868 | 0
Commercial_PV | 3869 | 0
Commercial_PV | 3870 | 0.0799
Commercial_PV | 3871 | 0.19295
Commercial_PV | 3872 | 0.391
Commercial_PV | 3873 | 0.5372
Commercial_PV | 3874 | 0.6647
Commercial_PV | 3875 | 0.76585
Commercial_PV | 3876 | 0.7259
Commercial_PV | 3877 | 0.7599
Commercial_PV | 3878 | 0.4913
Commercial_PV | 3879 | 0.50575
Commercial_PV | 3880 | 0.4318
Commercial_PV | 3881 | 0.3332
Commercial_PV | 3882 | 0.1853
Commercial_PV | 3883 | 0.08585
Commercial_PV | 3884 | 0
Commercial_PV | 3885 | 0
Commercial_PV | 3886 | 0
Commercial_PV | 3887 | 0
Commercial_PV | 3888 | 0
Commercial_PV | 3889 | 0
Commercial_PV | 3890 | 0
Commercial_PV | 3891 | 0
Commercial_PV | 3892 | 0
Commercial_PV | 3893 | 0
Commercial_PV | 3894 | 0.085
Commercial_PV | 3895 | 0.23545
Commercial_PV | 3896 | 0.39525
Commercial_PV | 3897 | 0.3842
Commercial_PV | 3898 | 0.50065
Commercial_PV | 3899 | 0.3553
Commercial_PV | 3900 | 0.79815
Commercial_PV | 3901 | 0.81515
Commercial_PV | 3902 | 0.7701
Commercial_PV | 3903 | 0.4386
Commercial_PV | 3904 | 0.4879
Commercial_PV | 3905 | 0.37485
Commercial_PV | 3906 | 0.23885
Commercial_PV | 3907 | 0.0748
Commercial_PV | 3908 | 0
Commercial_PV | 3909 | 0
Commercial_PV | 3910 | 0
Commercial_PV | 3911 | 0
Commercial_PV | 3912 | 0
Commercial_PV | 3913 | 0
Commercial_PV | 3914 | 0
Commercial_PV | 3915 | 0
Commercial_PV | 3916 | 0
Commercial_PV | 3917 | 0
Commercial_PV | 3918 | 0.06545
Commercial_PV | 3919 | 0.22525
Commercial_PV | 3920 | 0.32385
Commercial_PV | 3921 | 0.3417
Commercial_PV | 3922 | 0.63495
Commercial_PV | 3923 | 0.7276
Commercial_PV | 3924 | 0.81685
Commercial_PV | 3925 | 0.82365
Commercial_PV | 3926 | 0.76585
Commercial_PV | 3927 | 0.6511
Commercial_PV | 3928 | 0.56015
Commercial_PV | 3929 | 0.4165
Commercial_PV | 3930 | 0.2533
Commercial_PV | 3931 | 0.09775
Commercial_PV | 3932 | 0
Commercial_PV | 3933 | 0
Commercial_PV | 3934 | 0
Commercial_PV | 3935 | 0
Commercial_PV | 3936 | 0
Commercial_PV | 3937 | 0
Commercial_PV | 3938 | 0
Commercial_PV | 3939 | 0
Commercial_PV | 3940 | 0
Commercial_PV | 3941 | 0
Commercial_PV | 3942 | 0.02295
Commercial_PV | 3943 | 0.2125
Commercial_PV | 3944 | 0.34765
Commercial_PV | 3945 | 0.4437
Commercial_PV | 3946 | 0.63495
Commercial_PV | 3947 | 0.56695
Commercial_PV | 3948 | 0.78965
Commercial_PV | 3949 | 0.1615
Commercial_PV | 3950 | 0.0867
Commercial_PV | 3951 | 0.2924
Commercial_PV | 3952 | 0.068
Commercial_PV | 3953 | 0.0646
Commercial_PV | 3954 | 0.02295
Commercial_PV | 3955 | 0.0204
Commercial_PV | 3956 | 0
Commercial_PV | 3957 | 0
Commercial_PV | 3958 | 0
Commercial_PV | 3959 | 0
Commercial_PV | 3960 | 0
Commercial_PV | 3961 | 0
Commercial_PV | 3962 | 0
Commercial_PV | 3963 | 0
Commercial_PV | 3964 | 0
Commercial_PV | 3965 | 0
Commercial_PV | 3966 | 0.02295
Commercial_PV | 3967 | 0.06885
Commercial_PV | 3968 | 0.11475
Commercial_PV | 3969 | 0.28475
Commercial_PV | 3970 | 0.4335
Commercial_PV | 3971 | 0.41395
Commercial_PV | 3972 | 0.2941
Commercial_PV | 3973 | 0.5933
Commercial_PV | 3974 | 0.51765
Commercial_PV | 3975 | 0.42075
Commercial_PV | 3976 | 0.41565
Commercial_PV | 3977 | 0.3179
Commercial_PV | 3978 | 0.23035
Commercial_PV | 3979 | 0.102
Commercial_PV | 3980 | 0
Commercial_PV | 3981 | 0
Commercial_PV | 3982 | 0
Commercial_PV | 3983 | 0
Commercial_PV | 3984 | 0
Commercial_PV | 3985 | 0
Commercial_PV | 3986 | 0
Commercial_PV | 3987 | 0
Commercial_PV | 3988 | 0
Commercial_PV | 3989 | 0
Commercial_PV | 3990 | 0.07225
Commercial_PV | 3991 | 0.2312
Commercial_PV | 3992 | 0.2652
Commercial_PV | 3993 | 0.4879
Commercial_PV | 3994 | 0.6307
Commercial_PV | 3995 | 0.73185
Commercial_PV | 3996 | 0.7939
Commercial_PV | 3997 | 0.76585
Commercial_PV | 3998 | 0.45815
Commercial_PV | 3999 | 0.1241
Commercial_PV | 4000 | 0.0765
Commercial_PV | 4001 | 0.0731
Commercial_PV | 4002 | 0.16575
Commercial_PV | 4003 | 0.08075
Commercial_PV | 4004 | 0
Commercial_PV | 4005 | 0
Commercial_PV | 4006 | 0
Commercial_PV | 4007 | 0
Commercial_PV | 4008 | 0
Commercial_PV | 4009 | 0
Commercial_PV | 4010 | 0
Commercial_PV | 4011 | 0
Commercial_PV | 4012 | 0
Commercial_PV | 4013 | 0
Commercial_PV | 4014 | 0.051
Commercial_PV | 4015 | 0.09775
Commercial_PV | 4016 | 0.39185
Commercial_PV | 4017 | 0.55675
Commercial_PV | 4018 | 0.6783
Commercial_PV | 4019 | 0.7701
Commercial_PV | 4020 | 0.81685
Commercial_PV | 4021 | 0.72505
Commercial_PV | 4022 | 0.68595
Commercial_PV | 4023 | 0.2924
Commercial_PV | 4024 | 0.11645
Commercial_PV | 4025 | 0.1241
Commercial_PV | 4026 | 0.20145
Commercial_PV | 4027 | 0.102
Commercial_PV | 4028 | 0
Commercial_PV | 4029 | 0
Commercial_PV | 4030 | 0
Commercial_PV | 4031 | 0
Commercial_PV | 4032 | 0
Commercial_PV | 4033 | 0
Commercial_PV | 4034 | 0
Commercial_PV | 4035 | 0
Commercial_PV | 4036 | 0
Commercial_PV | 4037 | 0
Commercial_PV | 4038 | 0.085
Commercial_PV | 4039 | 0.23545
Commercial_PV | 4040 | 0.3655
Commercial_PV | 4041 | 0.52955
Commercial_PV | 4042 | 0.6409
Commercial_PV | 4043 | 0.6341
Commercial_PV | 4044 | 0.6851
Commercial_PV | 4045 | 0.5746
Commercial_PV | 4046 | 0.59585
Commercial_PV | 4047 | 0.5661
Commercial_PV | 4048 | 0.57885
Commercial_PV | 4049 | 0.42075
Commercial_PV | 4050 | 0.25415
Commercial_PV | 4051 | 0.102
Commercial_PV | 4052 | 0
Commercial_PV | 4053 | 0
Commercial_PV | 4054 | 0
Commercial_PV | 4055 | 0
Commercial_PV | 4056 | 0
Commercial_PV | 4057 | 0
Commercial_PV | 4058 | 0
Commercial_PV | 4059 | 0
Commercial_PV | 4060 | 0
Commercial_PV | 4061 | 0
Commercial_PV | 4062 | 0.0544
Commercial_PV | 4063 | 0.0697
Commercial_PV | 4064 | 0.0629
Commercial_PV | 4065 | 0.085
Commercial_PV | 4066 | 0.2601
Commercial_PV | 4067 | 0.62475
Commercial_PV | 4068 | 0.5542
Commercial_PV | 4069 | 0.5525
Commercial_PV | 4070 | 0.65195
Commercial_PV | 4071 | 0.6086
Commercial_PV | 4072 | 0.57035
Commercial_PV | 4073 | 0.42415
Commercial_PV | 4074 | 0.2601
Commercial_PV | 4075 | 0.09945
Commercial_PV | 4076 | 0
Commercial_PV | 4077 | 0
Commercial_PV | 4078 | 0
Commercial_PV | 4079 | 0
Commercial_PV | 4080 | 0
Commercial_PV | 4081 | 0
Commercial_PV | 4082 | 0
Commercial_PV | 4083 | 0
Commercial_PV | 4084 | 0
Commercial_PV | 4085 | 0
Commercial_PV | 4086 | 0.0068
Commercial_PV | 4087 | 0.0782
Commercial_PV | 4088 | 0.289
Commercial_PV | 4089 | 0.2686
Commercial_PV | 4090 | 0.0748
Commercial_PV | 4091 | 0.09945
Commercial_PV | 4092 | 0.10965
Commercial_PV | 4093 | 0.1088
Commercial_PV | 4094 | 0.54485
Commercial_PV | 4095 | 0.55505
Commercial_PV | 4096 | 0.3179
Commercial_PV | 4097 | 0.3808
Commercial_PV | 4098 | 0.1309
Commercial_PV | 4099 | 0.0646
Commercial_PV | 4100 | 0
Commercial_PV | 4101 | 0
Commercial_PV | 4102 | 0
Commercial_PV | 4103 | 0
Commercial_PV | 4104 | 0
Commercial_PV | 4105 | 0
Commercial_PV | 4106 | 0
Commercial_PV | 4107 | 0
Commercial_PV | 4108 | 0
Commercial_PV | 4109 | 0
Commercial_PV | 4110 | 0.01445
Commercial_PV | 4111 | 0.08415
Commercial_PV | 4112 | 0.05185
Commercial_PV | 4113 | 0.0833
Commercial_PV | 4114 | 0.17085
Commercial_PV | 4115 | 0.57375
Commercial_PV | 4116 | 0.83385
Commercial_PV | 4117 | 0.8296
Commercial_PV | 4118 | 0.7684
Commercial_PV | 4119 | 0.63155
Commercial_PV | 4120 | 0.56525
Commercial_PV | 4121 | 0.40205
Commercial_PV | 4122 | 0.25585
Commercial_PV | 4123 | 0.10455
Commercial_PV | 4124 | 0
Commercial_PV | 4125 | 0
Commercial_PV | 4126 | 0
Commercial_PV | 4127 | 0
Commercial_PV | 4128 | 0
Commercial_PV | 4129 | 0
Commercial_PV | 4130 | 0
Commercial_PV | 4131 | 0
Commercial_PV | 4132 | 0
Commercial_PV | 4133 | 0
Commercial_PV | 4134 | 0.0799
Commercial_PV | 4135 | 0.2295
Commercial_PV | 4136 | 0.38335
Commercial_PV | 4137 | 0.4794
Commercial_PV | 4138 | 0.2958
Commercial_PV | 4139 | 0.40035
Commercial_PV | 4140 | 0.51765
Commercial_PV | 4141 | 0.5933
Commercial_PV | 4142 | 0.62645
Commercial_PV | 4143 | 0.57885
Commercial_PV | 4144 | 0.5661
Commercial_PV | 4145 | 0.42585
Commercial_PV | 4146 | 0.2635
Commercial_PV | 4147 | 0.1054
Commercial_PV | 4148 | 0
Commercial_PV | 4149 | 0
Commercial_PV | 4150 | 0
Commercial_PV | 4151 | 0
Commercial_PV | 4152 | 0
Commercial_PV | 4153 | 0
Commercial_PV | 4154 | 0
Commercial_PV | 4155 | 0
Commercial_PV | 4156 | 0
Commercial_PV | 4157 | 0
Commercial_PV | 4158 | 0.07565
Commercial_PV | 4159 | 0.2244
Commercial_PV | 4160 | 0.38845
Commercial_PV | 4161 | 0.52445
Commercial_PV | 4162 | 0.561
Commercial_PV | 4163 | 0.67065
Commercial_PV | 4164 | 0.75225
Commercial_PV | 4165 | 0.8296
Commercial_PV | 4166 | 0.7854
Commercial_PV | 4167 | 0.69785
Commercial_PV | 4168 | 0.57545
Commercial_PV | 4169 | 0.42585
Commercial_PV | 4170 | 0.26095
Commercial_PV | 4171 | 0.1071
Commercial_PV | 4172 | 0
Commercial_PV | 4173 | 0
Commercial_PV | 4174 | 0
Commercial_PV | 4175 | 0
Commercial_PV | 4176 | 0
Commercial_PV | 4177 | 0
Commercial_PV | 4178 | 0
Commercial_PV | 4179 | 0
Commercial_PV | 4180 | 0
Commercial_PV | 4181 | 0
Commercial_PV | 4182 | 0.0765
Commercial_PV | 4183 | 0.22695
Commercial_PV | 4184 | 0.39015
Commercial_PV | 4185 | 0.544
Commercial_PV | 4186 | 0.6681
Commercial_PV | 4187 | 0.76755
Commercial_PV | 4188 | 0.82875
Commercial_PV | 4189 | 0.8245
Commercial_PV | 4190 | 0.7854
Commercial_PV | 4191 | 0.68255
Commercial_PV | 4192 | 0.56015
Commercial_PV | 4193 | 0.4148
Commercial_PV | 4194 | 0.2635
Commercial_PV | 4195 | 0.1071
Commercial_PV | 4196 | 0
Commercial_PV | 4197 | 0
Commercial_PV | 4198 | 0
Commercial_PV | 4199 | 0
Commercial_PV | 4200 | 0
Commercial_PV | 4201 | 0
Commercial_PV | 4202 | 0
Commercial_PV | 4203 | 0
Commercial_PV | 4204 | 0
Commercial_PV | 4205 | 0
Commercial_PV | 4206 | 0.0765
Commercial_PV | 4207 | 0.22525
Commercial_PV | 4208 | 0.3893
Commercial_PV | 4209 | 0.544
Commercial_PV | 4210 | 0.6715
Commercial_PV | 4211 | 0.7667
Commercial_PV | 4212 | 0.8194
Commercial_PV | 4213 | 0.8109
Commercial_PV | 4214 | 0.782
Commercial_PV | 4215 | 0.6902
Commercial_PV | 4216 | 0.56355
Commercial_PV | 4217 | 0.41565
Commercial_PV | 4218 | 0.25755
Commercial_PV | 4219 | 0.10285
Commercial_PV | 4220 | 0
Commercial_PV | 4221 | 0
Commercial_PV | 4222 | 0
Commercial_PV | 4223 | 0
Commercial_PV | 4224 | 0
Commercial_PV | 4225 | 0
Commercial_PV | 4226 | 0
Commercial_PV | 4227 | 0
Commercial_PV | 4228 | 0
Commercial_PV | 4229 | 0
Commercial_PV | 4230 | 0.06885
Commercial_PV | 4231 | 0.2227
Commercial_PV | 4232 | 0.3842
Commercial_PV | 4233 | 0.54315
Commercial_PV | 4234 | 0.67405
Commercial_PV | 4235 | 0.77095
Commercial_PV | 4236 | 0.833
Commercial_PV | 4237 | 0.8109
Commercial_PV | 4238 | 0.78625
Commercial_PV | 4239 | 0.69785
Commercial_PV | 4240 | 0.57375
Commercial_PV | 4241 | 0.42075
Commercial_PV | 4242 | 0.2567
Commercial_PV | 4243 | 0.1037
Commercial_PV | 4244 | 0
Commercial_PV | 4245 | 0
Commercial_PV | 4246 | 0
Commercial_PV | 4247 | 0
Commercial_PV | 4248 | 0
Commercial_PV | 4249 | 0
Commercial_PV | 4250 | 0
Commercial_PV | 4251 | 0
Commercial_PV | 4252 | 0
Commercial_PV | 4253 | 0
Commercial_PV | 4254 | 0.07395
Commercial_PV | 4255 | 0.22865
Commercial_PV | 4256 | 0.3876
Commercial_PV | 4257 | 0.5423
Commercial_PV | 4258 | 0.6698
Commercial_PV | 4259 | 0.76585
Commercial_PV | 4260 | 0.8279
Commercial_PV | 4261 | 0.8245
Commercial_PV | 4262 | 0.782
Commercial_PV | 4263 | 0.69105
Commercial_PV | 4264 | 0.57035
Commercial_PV | 4265 | 0.4233
Commercial_PV | 4266 | 0.2601
Commercial_PV | 4267 | 0.10455
Commercial_PV | 4268 | 0
Commercial_PV | 4269 | 0
Commercial_PV | 4270 | 0
Commercial_PV | 4271 | 0
Commercial_PV | 4272 | 0
Commercial_PV | 4273 | 0
Commercial_PV | 4274 | 0
Commercial_PV | 4275 | 0
Commercial_PV | 4276 | 0
Commercial_PV | 4277 | 0
Commercial_PV | 4278 | 0.05355
Commercial_PV | 4279 | 0.19635
Commercial_PV | 4280 | 0.306
Commercial_PV | 4281 | 0.4556
Commercial_PV | 4282 | 0.59585
Commercial_PV | 4283 | 0.6562
Commercial_PV | 4284 | 0.74205
Commercial_PV | 4285 | 0.80155
Commercial_PV | 4286 | 0.78625
Commercial_PV | 4287 | 0.69445
Commercial_PV | 4288 | 0.5678
Commercial_PV | 4289 | 0.4165
Commercial_PV | 4290 | 0.25415
Commercial_PV | 4291 | 0.09945
Commercial_PV | 4292 | 0
Commercial_PV | 4293 | 0
Commercial_PV | 4294 | 0
Commercial_PV | 4295 | 0
Commercial_PV | 4296 | 0
Commercial_PV | 4297 | 0
Commercial_PV | 4298 | 0
Commercial_PV | 4299 | 0
Commercial_PV | 4300 | 0
Commercial_PV | 4301 | 0
Commercial_PV | 4302 | 0.07055
Commercial_PV | 4303 | 0.2193
Commercial_PV | 4304 | 0.37995
Commercial_PV | 4305 | 0.5406
Commercial_PV | 4306 | 0.66895
Commercial_PV | 4307 | 0.765
Commercial_PV | 4308 | 0.82705
Commercial_PV | 4309 | 0.82875
Commercial_PV | 4310 | 0.78625
Commercial_PV | 4311 | 0.69445
Commercial_PV | 4312 | 0.5712
Commercial_PV | 4313 | 0.4216
Commercial_PV | 4314 | 0.25925
Commercial_PV | 4315 | 0.1037
Commercial_PV | 4316 | 0
Commercial_PV | 4317 | 0
Commercial_PV | 4318 | 0
Commercial_PV | 4319 | 0
Commercial_PV | 4320 | 0
Commercial_PV | 4321 | 0
Commercial_PV | 4322 | 0
Commercial_PV | 4323 | 0
Commercial_PV | 4324 | 0
Commercial_PV | 4325 | 0
Commercial_PV | 4326 | 0.07055
Commercial_PV | 4327 | 0.2159
Commercial_PV | 4328 | 0.3791
Commercial_PV | 4329 | 0.5304
Commercial_PV | 4330 | 0.66045
Commercial_PV | 4331 | 0.75565
Commercial_PV | 4332 | 0.82195
Commercial_PV | 4333 | 0.6919
Commercial_PV | 4334 | 0.75565
Commercial_PV | 4335 | 0.66045
Commercial_PV | 4336 | 0.5457
Commercial_PV | 4337 | 0.41225
Commercial_PV | 4338 | 0.255
Commercial_PV | 4339 | 0.1037
Commercial_PV | 4340 | 0
Commercial_PV | 4341 | 0
Commercial_PV | 4342 | 0
Commercial_PV | 4343 | 0
Commercial_PV | 4344 | 0
Commercial_PV | 4345 | 0
Commercial_PV | 4346 | 0
Commercial_PV | 4347 | 0
Commercial_PV | 4348 | 0
Commercial_PV | 4349 | 0
Commercial_PV | 4350 | 0.0731
Commercial_PV | 4351 | 0.21845
Commercial_PV | 4352 | 0.3859
Commercial_PV | 4353 | 0.53805
Commercial_PV | 4354 | 0.663
Commercial_PV | 4355 | 0.75565
Commercial_PV | 4356 | 0.8126
Commercial_PV | 4357 | 0.8228
Commercial_PV | 4358 | 0.7803
Commercial_PV | 4359 | 0.69445
Commercial_PV | 4360 | 0.56525
Commercial_PV | 4361 | 0.4131
Commercial_PV | 4362 | 0.2516
Commercial_PV | 4363 | 0.09775
Commercial_PV | 4364 | 0
Commercial_PV | 4365 | 0
Commercial_PV | 4366 | 0
Commercial_PV | 4367 | 0
Commercial_PV | 4368 | 0
Commercial_PV | 4369 | 0
Commercial_PV | 4370 | 0
Commercial_PV | 4371 | 0
Commercial_PV | 4372 | 0
Commercial_PV | 4373 | 0
Commercial_PV | 4374 | 0.06715
Commercial_PV | 4375 | 0.20485
Commercial_PV | 4376 | 0.3808
Commercial_PV | 4377 | 0.40545
Commercial_PV | 4378 | 0.60775
Commercial_PV | 4379 | 0.74715
Commercial_PV | 4380 | 0.1343
Commercial_PV | 4381 | 0.35955
Commercial_PV | 4382 | 0.612
Commercial_PV | 4383 | 0.57715
Commercial_PV | 4384 | 0.29835
Commercial_PV | 4385 | 0.41055
Commercial_PV | 4386 | 0.238
Commercial_PV | 4387 | 0.08075
Commercial_PV | 4388 | 0
Commercial_PV | 4389 | 0
Commercial_PV | 4390 | 0
Commercial_PV | 4391 | 0
Commercial_PV | 4392 | 0
Commercial_PV | 4393 | 0
Commercial_PV | 4394 | 0
Commercial_PV | 4395 | 0
Commercial_PV | 4396 | 0
Commercial_PV | 4397 | 0
Commercial_PV | 4398 | 0.01955
Commercial_PV | 4399 | 0.1394
Commercial_PV | 4400 | 0.2703
Commercial_PV | 4401 | 0.493
Commercial_PV | 4402 | 0.6409
Commercial_PV | 4403 | 0.7038
Commercial_PV | 4404 | 0.75735
Commercial_PV | 4405 | 0.80155
Commercial_PV | 4406 | 0.7684
Commercial_PV | 4407 | 0.6766
Commercial_PV | 4408 | 0.4743
Commercial_PV | 4409 | 0.3196
Commercial_PV | 4410 | 0.13855
Commercial_PV | 4411 | 0.07905
Commercial_PV | 4412 | 0
Commercial_PV | 4413 | 0
Commercial_PV | 4414 | 0
Commercial_PV | 4415 | 0
Commercial_PV | 4416 | 0
Commercial_PV | 4417 | 0
Commercial_PV | 4418 | 0
Commercial_PV | 4419 | 0
Commercial_PV | 4420 | 0
Commercial_PV | 4421 | 0
Commercial_PV | 4422 | 0.00595
Commercial_PV | 4423 | 0.01955
Commercial_PV | 4424 | 0.3536
Commercial_PV | 4425 | 0.51085
Commercial_PV | 4426 | 0.65365
Commercial_PV | 4427 | 0.7344
Commercial_PV | 4428 | 0.8109
Commercial_PV | 4429 | 0.80495
Commercial_PV | 4430 | 0.7803
Commercial_PV | 4431 | 0.59075
Commercial_PV | 4432 | 0.57375
Commercial_PV | 4433 | 0.4216
Commercial_PV | 4434 | 0.25925
Commercial_PV | 4435 | 0.1071
Commercial_PV | 4436 | 0
Commercial_PV | 4437 | 0
Commercial_PV | 4438 | 0
Commercial_PV | 4439 | 0
Commercial_PV | 4440 | 0
Commercial_PV | 4441 | 0
Commercial_PV | 4442 | 0
Commercial_PV | 4443 | 0
Commercial_PV | 4444 | 0
Commercial_PV | 4445 | 0
Commercial_PV | 4446 | 0.0697
Commercial_PV | 4447 | 0.21845
Commercial_PV | 4448 | 0.38335
Commercial_PV | 4449 | 0.53975
Commercial_PV | 4450 | 0.663
Commercial_PV | 4451 | 0.7684
Commercial_PV | 4452 | 0.81855
Commercial_PV | 4453 | 0.82535
Commercial_PV | 4454 | 0.7837
Commercial_PV | 4455 | 0.7004
Commercial_PV | 4456 | 0.5729
Commercial_PV | 4457 | 0.4233
Commercial_PV | 4458 | 0.2618
Commercial_PV | 4459 | 0.1071
Commercial_PV | 4460 | 0
Commercial_PV | 4461 | 0
Commercial_PV | 4462 | 0
Commercial_PV | 4463 | 0
Commercial_PV | 4464 | 0
Commercial_PV | 4465 | 0
Commercial_PV | 4466 | 0
Commercial_PV | 4467 | 0
Commercial_PV | 4468 | 0
Commercial_PV | 4469 | 0
Commercial_PV | 4470 | 0.0697
Commercial_PV | 4471 | 0.21505
Commercial_PV | 4472 | 0.37995
Commercial_PV | 4473 | 0.53295
Commercial_PV | 4474 | 0.65875
Commercial_PV | 4475 | 0.7633
Commercial_PV | 4476 | 0.8143
Commercial_PV | 4477 | 0.8296
Commercial_PV | 4478 | 0.77945
Commercial_PV | 4479 | 0.11985
Commercial_PV | 4480 | 0.56695
Commercial_PV | 4481 | 0.4165
Commercial_PV | 4482 | 0.27115
Commercial_PV | 4483 | 0.1003
Commercial_PV | 4484 | 0
Commercial_PV | 4485 | 0
Commercial_PV | 4486 | 0
Commercial_PV | 4487 | 0
Commercial_PV | 4488 | 0
Commercial_PV | 4489 | 0
Commercial_PV | 4490 | 0
Commercial_PV | 4491 | 0
Commercial_PV | 4492 | 0
Commercial_PV | 4493 | 0
Commercial_PV | 4494 | 0.00595
Commercial_PV | 4495 | 0.1768
Commercial_PV | 4496 | 0.27285
Commercial_PV | 4497 | 0.3519
Commercial_PV | 4498 | 0.4913
Commercial_PV | 4499 | 0.5797
Commercial_PV | 4500 | 0.74715
Commercial_PV | 4501 | 0.81175
Commercial_PV | 4502 | 0.7038
Commercial_PV | 4503 | 0.21675
Commercial_PV | 4504 | 0.5117
Commercial_PV | 4505 | 0.12665
Commercial_PV | 4506 | 0.03995
Commercial_PV | 4507 | 0.1088
Commercial_PV | 4508 | 0
Commercial_PV | 4509 | 0
Commercial_PV | 4510 | 0
Commercial_PV | 4511 | 0
Commercial_PV | 4512 | 0
Commercial_PV | 4513 | 0
Commercial_PV | 4514 | 0
Commercial_PV | 4515 | 0
Commercial_PV | 4516 | 0
Commercial_PV | 4517 | 0
Commercial_PV | 4518 | 0.06545
Commercial_PV | 4519 | 0.2125
Commercial_PV | 4520 | 0.3808
Commercial_PV | 4521 | 0.5304
Commercial_PV | 4522 | 0.66385
Commercial_PV | 4523 | 0.76585
Commercial_PV | 4524 | 0.8007
Commercial_PV | 4525 | 0.82025
Commercial_PV | 4526 | 0.7786
Commercial_PV | 4527 | 0.70295
Commercial_PV | 4528 | 0.57545
Commercial_PV | 4529 | 0.42415
Commercial_PV | 4530 | 0.2601
Commercial_PV | 4531 | 0.10455
Commercial_PV | 4532 | 0
Commercial_PV | 4533 | 0
Commercial_PV | 4534 | 0
Commercial_PV | 4535 | 0
Commercial_PV | 4536 | 0
Commercial_PV | 4537 | 0
Commercial_PV | 4538 | 0
Commercial_PV | 4539 | 0
Commercial_PV | 4540 | 0
Commercial_PV | 4541 | 0
Commercial_PV | 4542 | 0.0544
Commercial_PV | 4543 | 0.19805
Commercial_PV | 4544 | 0.27625
Commercial_PV | 4545 | 0.27285
Commercial_PV | 4546 | 0.22015
Commercial_PV | 4547 | 0.2448
Commercial_PV | 4548 | 0.1615
Commercial_PV | 4549 | 0.07395
Commercial_PV | 4550 | 0.0833
Commercial_PV | 4551 | 0.4131
Commercial_PV | 4552 | 0.3366
Commercial_PV | 4553 | 0.0816
Commercial_PV | 4554 | 0.0833
Commercial_PV | 4555 | 0.0544
Commercial_PV | 4556 | 0
Commercial_PV | 4557 | 0
Commercial_PV | 4558 | 0
Commercial_PV | 4559 | 0
Commercial_PV | 4560 | 0
Commercial_PV | 4561 | 0
Commercial_PV | 4562 | 0
Commercial_PV | 4563 | 0
Commercial_PV | 4564 | 0
Commercial_PV | 4565 | 0
Commercial_PV | 4566 | 0.06375
Commercial_PV | 4567 | 0.16915
Commercial_PV | 4568 | 0.2856
Commercial_PV | 4569 | 0.4369
Commercial_PV | 4570 | 0.5508
Commercial_PV | 4571 | 0.5032
Commercial_PV | 4572 | 0.37655
Commercial_PV | 4573 | 0.6426
Commercial_PV | 4574 | 0.7106
Commercial_PV | 4575 | 0.54315
Commercial_PV | 4576 | 0.45475
Commercial_PV | 4577 | 0.36805
Commercial_PV | 4578 | 0.2261
Commercial_PV | 4579 | 0.1037
Commercial_PV | 4580 | 0
Commercial_PV | 4581 | 0
Commercial_PV | 4582 | 0
Commercial_PV | 4583 | 0
Commercial_PV | 4584 | 0
Commercial_PV | 4585 | 0
Commercial_PV | 4586 | 0
Commercial_PV | 4587 | 0
Commercial_PV | 4588 | 0
Commercial_PV | 4589 | 0
Commercial_PV | 4590 | 0.06035
Commercial_PV | 4591 | 0.2057
Commercial_PV | 4592 | 0.2788
Commercial_PV | 4593 | 0.527
Commercial_PV | 4594 | 0.65705
Commercial_PV | 4595 | 0.75905
Commercial_PV | 4596 | 0.7531
Commercial_PV | 4597 | 0.7514
Commercial_PV | 4598 | 0.63835
Commercial_PV | 4599 | 0.7055
Commercial_PV | 4600 | 0.5627
Commercial_PV | 4601 | 0.42075
Commercial_PV | 4602 | 0.25755
Commercial_PV | 4603 | 0.102
Commercial_PV | 4604 | 0
Commercial_PV | 4605 | 0
Commercial_PV | 4606 | 0
Commercial_PV | 4607 | 0
Commercial_PV | 4608 | 0
Commercial_PV | 4609 | 0
Commercial_PV | 4610 | 0
Commercial_PV | 4611 | 0
Commercial_PV | 4612 | 0
Commercial_PV | 4613 | 0
Commercial_PV | 4614 | 0.05695
Commercial_PV | 4615 | 0.20485
Commercial_PV | 4616 | 0.36465
Commercial_PV | 4617 | 0.4454
Commercial_PV | 4618 | 0.4675
Commercial_PV | 4619 | 0.36635
Commercial_PV | 4620 | 0.4709
Commercial_PV | 4621 | 0.33575
Commercial_PV | 4622 | 0.5168
Commercial_PV | 4623 | 0.33575
Commercial_PV | 4624 | 0.28135
Commercial_PV | 4625 | 0.17595
Commercial_PV | 4626 | 0.18105
Commercial_PV | 4627 | 0.0255
Commercial_PV | 4628 | 0
Commercial_PV | 4629 | 0
Commercial_PV | 4630 | 0
Commercial_PV | 4631 | 0
Commercial_PV | 4632 | 0
Commercial_PV | 4633 | 0
Commercial_PV | 4634 | 0
Commercial_PV | 4635 | 0
Commercial_PV | 4636 | 0
Commercial_PV | 4637 | 0
Commercial_PV | 4638 | 0.05695
Commercial_PV | 4639 | 0.20315
Commercial_PV | 4640 | 0.36465
Commercial_PV | 4641 | 0.51425
Commercial_PV | 4642 | 0.6086
Commercial_PV | 4643 | 0.73865
Commercial_PV | 4644 | 0.80495
Commercial_PV | 4645 | 0.8092
Commercial_PV | 4646 | 0.71655
Commercial_PV | 4647 | 0.6664
Commercial_PV | 4648 | 0.5525
Commercial_PV | 4649 | 0.3944
Commercial_PV | 4650 | 0.22695
Commercial_PV | 4651 | 0.0884
Commercial_PV | 4652 | 0
Commercial_PV | 4653 | 0
Commercial_PV | 4654 | 0
Commercial_PV | 4655 | 0
Commercial_PV | 4656 | 0
Commercial_PV | 4657 | 0
Commercial_PV | 4658 | 0
Commercial_PV | 4659 | 0
Commercial_PV | 4660 | 0
Commercial_PV | 4661 | 0
Commercial_PV | 4662 | 0.0255
Commercial_PV | 4663 | 0.0238
Commercial_PV | 4664 | 0.2312
Commercial_PV | 4665 | 0.3757
Commercial_PV | 4666 | 0.6103
Commercial_PV | 4667 | 0.62135
Commercial_PV | 4668 | 0.5882
Commercial_PV | 4669 | 0.4573
Commercial_PV | 4670 | 0.58055
Commercial_PV | 4671 | 0.6477
Commercial_PV | 4672 | 0.4709
Commercial_PV | 4673 | 0.1887
Commercial_PV | 4674 | 0.02295
Commercial_PV | 4675 | 0.0901
Commercial_PV | 4676 | 0
Commercial_PV | 4677 | 0
Commercial_PV | 4678 | 0
Commercial_PV | 4679 | 0
Commercial_PV | 4680 | 0
Commercial_PV | 4681 | 0
Commercial_PV | 4682 | 0
Commercial_PV | 4683 | 0
Commercial_PV | 4684 | 0
Commercial_PV | 4685 | 0
Commercial_PV | 4686 | 0.0561
Commercial_PV | 4687 | 0.20315
Commercial_PV | 4688 | 0.3672
Commercial_PV | 4689 | 0.52445
Commercial_PV | 4690 | 0.6528
Commercial_PV | 4691 | 0.7514
Commercial_PV | 4692 | 0.79985
Commercial_PV | 4693 | 0.81175
Commercial_PV | 4694 | 0.75565
Commercial_PV | 4695 | 0.6545
Commercial_PV | 4696 | 0.54315
Commercial_PV | 4697 | 0.4012
Commercial_PV | 4698 | 0.2312
Commercial_PV | 4699 | 0.09945
Commercial_PV | 4700 | 0
Commercial_PV | 4701 | 0
Commercial_PV | 4702 | 0
Commercial_PV | 4703 | 0
Commercial_PV | 4704 | 0
Commercial_PV | 4705 | 0
Commercial_PV | 4706 | 0
Commercial_PV | 4707 | 0
Commercial_PV | 4708 | 0
Commercial_PV | 4709 | 0
Commercial_PV | 4710 | 0.0527
Commercial_PV | 4711 | 0.19805
Commercial_PV | 4712 | 0.3604
Commercial_PV | 4713 | 0.51765
Commercial_PV | 4714 | 0.6613
Commercial_PV | 4715 | 0.7548
Commercial_PV | 4716 | 0.8194
Commercial_PV | 4717 | 0.82705
Commercial_PV | 4718 | 0.7939
Commercial_PV | 4719 | 0.6953
Commercial_PV | 4720 | 0.5678
Commercial_PV | 4721 | 0.41905
Commercial_PV | 4722 | 0.2533
Commercial_PV | 4723 | 0.0986
Commercial_PV | 4724 | 0
Commercial_PV | 4725 | 0
Commercial_PV | 4726 | 0
Commercial_PV | 4727 | 0
Commercial_PV | 4728 | 0
Commercial_PV | 4729 | 0
Commercial_PV | 4730 | 0
Commercial_PV | 4731 | 0
Commercial_PV | 4732 | 0
Commercial_PV | 4733 | 0
Commercial_PV | 4734 | 0.0493
Commercial_PV | 4735 | 0.19635
Commercial_PV | 4736 | 0.3621
Commercial_PV | 4737 | 0.51935
Commercial_PV | 4738 | 0.65365
Commercial_PV | 4739 | 0.7497
Commercial_PV | 4740 | 0.8058
Commercial_PV | 4741 | 0.81855
Commercial_PV | 4742 | 0.77775
Commercial_PV | 4743 | 0.68765
Commercial_PV | 4744 | 0.56185
Commercial_PV | 4745 | 0.41225
Commercial_PV | 4746 | 0.2499
Commercial_PV | 4747 | 0.0527
Commercial_PV | 4748 | 0
Commercial_PV | 4749 | 0
Commercial_PV | 4750 | 0
Commercial_PV | 4751 | 0
Commercial_PV | 4752 | 0
Commercial_PV | 4753 | 0
Commercial_PV | 4754 | 0
Commercial_PV | 4755 | 0
Commercial_PV | 4756 | 0
Commercial_PV | 4757 | 0
Commercial_PV | 4758 | 0.04335
Commercial_PV | 4759 | 0.1836
Commercial_PV | 4760 | 0.3519
Commercial_PV | 4761 | 0.51255
Commercial_PV | 4762 | 0.6426
Commercial_PV | 4763 | 0.7446
Commercial_PV | 4764 | 0.8007
Commercial_PV | 4765 | 0.81345
Commercial_PV | 4766 | 0.76925
Commercial_PV | 4767 | 0.68
Commercial_PV | 4768 | 0.42755
Commercial_PV | 4769 | 0.2023
Commercial_PV | 4770 | 0.23545
Commercial_PV | 4771 | 0.04335
Commercial_PV | 4772 | 0
Commercial_PV | 4773 | 0
Commercial_PV | 4774 | 0
Commercial_PV | 4775 | 0
Commercial_PV | 4776 | 0
Commercial_PV | 4777 | 0
Commercial_PV | 4778 | 0
Commercial_PV | 4779 | 0
Commercial_PV | 4780 | 0
Commercial_PV | 4781 | 0
Commercial_PV | 4782 | 0.0357
Commercial_PV | 4783 | 0.1564
Commercial_PV | 4784 | 0.31025
Commercial_PV | 4785 | 0.49555
Commercial_PV | 4786 | 0.63495
Commercial_PV | 4787 | 0.74035
Commercial_PV | 4788 | 0.79985
Commercial_PV | 4789 | 0.8041
Commercial_PV | 4790 | 0.7599
Commercial_PV | 4791 | 0.62645
Commercial_PV | 4792 | 0.5219
Commercial_PV | 4793 | 0.33575
Commercial_PV | 4794 | 0.18955
Commercial_PV | 4795 | 0.051
Commercial_PV | 4796 | 0
Commercial_PV | 4797 | 0
Commercial_PV | 4798 | 0
Commercial_PV | 4799 | 0
Commercial_PV | 4800 | 0
Commercial_PV | 4801 | 0
Commercial_PV | 4802 | 0
Commercial_PV | 4803 | 0
Commercial_PV | 4804 | 0
Commercial_PV | 4805 | 0
Commercial_PV | 4806 | 0.02295
Commercial_PV | 4807 | 0.15385
Commercial_PV | 4808 | 0.07905
Commercial_PV | 4809 | 0.2754
Commercial_PV | 4810 | 0.4301
Commercial_PV | 4811 | 0.70805
Commercial_PV | 4812 | 0.7905
Commercial_PV | 4813 | 0.80325
Commercial_PV | 4814 | 0.75905
Commercial_PV | 4815 | 0.612
Commercial_PV | 4816 | 0.5559
Commercial_PV | 4817 | 0.41735
Commercial_PV | 4818 | 0.1309
Commercial_PV | 4819 | 0.0544
Commercial_PV | 4820 | 0
Commercial_PV | 4821 | 0
Commercial_PV | 4822 | 0
Commercial_PV | 4823 | 0
Commercial_PV | 4824 | 0
Commercial_PV | 4825 | 0
Commercial_PV | 4826 | 0
Commercial_PV | 4827 | 0
Commercial_PV | 4828 | 0
Commercial_PV | 4829 | 0
Commercial_PV | 4830 | 0.04505
Commercial_PV | 4831 | 0.1938
Commercial_PV | 4832 | 0.3502
Commercial_PV | 4833 | 0.51085
Commercial_PV | 4834 | 0.59245
Commercial_PV | 4835 | 0.71485
Commercial_PV | 4836 | 0.782
Commercial_PV | 4837 | 0.6443
Commercial_PV | 4838 | 0.53635
Commercial_PV | 4839 | 0.68765
Commercial_PV | 4840 | 0.5576
Commercial_PV | 4841 | 0.3808
Commercial_PV | 4842 | 0.1564
Commercial_PV | 4843 | 0.05355
Commercial_PV | 4844 | 0
Commercial_PV | 4845 | 0
Commercial_PV | 4846 | 0
Commercial_PV | 4847 | 0
Commercial_PV | 4848 | 0
Commercial_PV | 4849 | 0
Commercial_PV | 4850 | 0
Commercial_PV | 4851 | 0
Commercial_PV | 4852 | 0
Commercial_PV | 4853 | 0
Commercial_PV | 4854 | 0.0425
Commercial_PV | 4855 | 0.1904
Commercial_PV | 4856 | 0.3451
Commercial_PV | 4857 | 0.51425
Commercial_PV | 4858 | 0.64685
Commercial_PV | 4859 | 0.7514
Commercial_PV | 4860 | 0.7888
Commercial_PV | 4861 | 0.77265
Commercial_PV | 4862 | 0.7769
Commercial_PV | 4863 | 0.66215
Commercial_PV | 4864 | 0.55335
Commercial_PV | 4865 | 0.41225
Commercial_PV | 4866 | 0.2482
Commercial_PV | 4867 | 0.0476
Commercial_PV | 4868 | 0
Commercial_PV | 4869 | 0
Commercial_PV | 4870 | 0
Commercial_PV | 4871 | 0
Commercial_PV | 4872 | 0
Commercial_PV | 4873 | 0
Commercial_PV | 4874 | 0
Commercial_PV | 4875 | 0
Commercial_PV | 4876 | 0
Commercial_PV | 4877 | 0
Commercial_PV | 4878 | 0.0408
Commercial_PV | 4879 | 0.18615
Commercial_PV | 4880 | 0.35275
Commercial_PV | 4881 | 0.50745
Commercial_PV | 4882 | 0.6392
Commercial_PV | 4883 | 0.7395
Commercial_PV | 4884 | 0.79985
Commercial_PV | 4885 | 0.80495
Commercial_PV | 4886 | 0.7684
Commercial_PV | 4887 | 0.6851
Commercial_PV | 4888 | 0.56355
Commercial_PV | 4889 | 0.4131
Commercial_PV | 4890 | 0.24565
Commercial_PV | 4891 | 0.04675
Commercial_PV | 4892 | 0
Commercial_PV | 4893 | 0
Commercial_PV | 4894 | 0
Commercial_PV | 4895 | 0
Commercial_PV | 4896 | 0
Commercial_PV | 4897 | 0
Commercial_PV | 4898 | 0
Commercial_PV | 4899 | 0
Commercial_PV | 4900 | 0
Commercial_PV | 4901 | 0
Commercial_PV | 4902 | 0.0374
Commercial_PV | 4903 | 0.1819
Commercial_PV | 4904 | 0.3417
Commercial_PV | 4905 | 0.4981
Commercial_PV | 4906 | 0.63495
Commercial_PV | 4907 | 0.7378
Commercial_PV | 4908 | 0.79475
Commercial_PV | 4909 | 0.799
Commercial_PV | 4910 | 0.7633
Commercial_PV | 4911 | 0.67745
Commercial_PV | 4912 | 0.5542
Commercial_PV | 4913 | 0.4012
Commercial_PV | 4914 | 0.2363
Commercial_PV | 4915 | 0.051
Commercial_PV | 4916 | 0
Commercial_PV | 4917 | 0
Commercial_PV | 4918 | 0
Commercial_PV | 4919 | 0
Commercial_PV | 4920 | 0
Commercial_PV | 4921 | 0
Commercial_PV | 4922 | 0
Commercial_PV | 4923 | 0
Commercial_PV | 4924 | 0
Commercial_PV | 4925 | 0
Commercial_PV | 4926 | 0.0051
Commercial_PV | 4927 | 0.1173
Commercial_PV | 4928 | 0.25075
Commercial_PV | 4929 | 0.49385
Commercial_PV | 4930 | 0.53465
Commercial_PV | 4931 | 0.646
Commercial_PV | 4932 | 0.58905
Commercial_PV | 4933 | 0.55335
Commercial_PV | 4934 | 0.69955
Commercial_PV | 4935 | 0.6137
Commercial_PV | 4936 | 0.52955
Commercial_PV | 4937 | 0.37145
Commercial_PV | 4938 | 0.2363
Commercial_PV | 4939 | 0.01275
Commercial_PV | 4940 | 0
Commercial_PV | 4941 | 0
Commercial_PV | 4942 | 0
Commercial_PV | 4943 | 0
Commercial_PV | 4944 | 0
Commercial_PV | 4945 | 0
Commercial_PV | 4946 | 0
Commercial_PV | 4947 | 0
Commercial_PV | 4948 | 0
Commercial_PV | 4949 | 0
Commercial_PV | 4950 | 0.0323
Commercial_PV | 4951 | 0.1717
Commercial_PV | 4952 | 0.3383
Commercial_PV | 4953 | 0.49555
Commercial_PV | 4954 | 0.63155
Commercial_PV | 4955 | 0.73525
Commercial_PV | 4956 | 0.7922
Commercial_PV | 4957 | 0.80155
Commercial_PV | 4958 | 0.765
Commercial_PV | 4959 | 0.6749
Commercial_PV | 4960 | 0.5508
Commercial_PV | 4961 | 0.3961
Commercial_PV | 4962 | 0.23375
Commercial_PV | 4963 | 0.0476
Commercial_PV | 4964 | 0
Commercial_PV | 4965 | 0
Commercial_PV | 4966 | 0
Commercial_PV | 4967 | 0
Commercial_PV | 4968 | 0
Commercial_PV | 4969 | 0
Commercial_PV | 4970 | 0
Commercial_PV | 4971 | 0
Commercial_PV | 4972 | 0
Commercial_PV | 4973 | 0
Commercial_PV | 4974 | 0.0289
Commercial_PV | 4975 | 0.16405
Commercial_PV | 4976 | 0.3315
Commercial_PV | 4977 | 0.4913
Commercial_PV | 4978 | 0.6239
Commercial_PV | 4979 | 0.72675
Commercial_PV | 4980 | 0.7344
Commercial_PV | 4981 | 0.7055
Commercial_PV | 4982 | 0.7327
Commercial_PV | 4983 | 0.6528
Commercial_PV | 4984 | 0.54995
Commercial_PV | 4985 | 0.38845
Commercial_PV | 4986 | 0.2278
Commercial_PV | 4987 | 0.04845
Commercial_PV | 4988 | 0
Commercial_PV | 4989 | 0
Commercial_PV | 4990 | 0
Commercial_PV | 4991 | 0
Commercial_PV | 4992 | 0
Commercial_PV | 4993 | 0
Commercial_PV | 4994 | 0
Commercial_PV | 4995 | 0
Commercial_PV | 4996 | 0
Commercial_PV | 4997 | 0
Commercial_PV | 4998 | 0.0238
Commercial_PV | 4999 | 0.16235
Commercial_PV | 5000 | 0.3298
Commercial_PV | 5001 | 0.4896
Commercial_PV | 5002 | 0.6256
Commercial_PV | 5003 | 0.72505
Commercial_PV | 5004 | 0.78625
Commercial_PV | 5005 | 0.79475
Commercial_PV | 5006 | 0.7429
Commercial_PV | 5007 | 0.51595
Commercial_PV | 5008 | 0.4862
Commercial_PV | 5009 | 0.24905
Commercial_PV | 5010 | 0.18105
Commercial_PV | 5011 | 0.04675
Commercial_PV | 5012 | 0
Commercial_PV | 5013 | 0
Commercial_PV | 5014 | 0
Commercial_PV | 5015 | 0
Commercial_PV | 5016 | 0
Commercial_PV | 5017 | 0
Commercial_PV | 5018 | 0
Commercial_PV | 5019 | 0
Commercial_PV | 5020 | 0
Commercial_PV | 5021 | 0
Commercial_PV | 5022 | 0.0255
Commercial_PV | 5023 | 0.02295
Commercial_PV | 5024 | 0.0612
Commercial_PV | 5025 | 0.05865
Commercial_PV | 5026 | 0.1156
Commercial_PV | 5027 | 0.0969
Commercial_PV | 5028 | 0.2516
Commercial_PV | 5029 | 0.2414
Commercial_PV | 5030 | 0.4097
Commercial_PV | 5031 | 0.40545
Commercial_PV | 5032 | 0.5491
Commercial_PV | 5033 | 0.37315
Commercial_PV | 5034 | 0.23375
Commercial_PV | 5035 | 0.0442
Commercial_PV | 5036 | 0
Commercial_PV | 5037 | 0
Commercial_PV | 5038 | 0
Commercial_PV | 5039 | 0
Commercial_PV | 5040 | 0
Commercial_PV | 5041 | 0
Commercial_PV | 5042 | 0
Commercial_PV | 5043 | 0
Commercial_PV | 5044 | 0
Commercial_PV | 5045 | 0
Commercial_PV | 5046 | 0.0136
Commercial_PV | 5047 | 0.1309
Commercial_PV | 5048 | 0.3281
Commercial_PV | 5049 | 0.4199
Commercial_PV | 5050 | 0.4437
Commercial_PV | 5051 | 0.6137
Commercial_PV | 5052 | 0.731
Commercial_PV | 5053 | 0.7922
Commercial_PV | 5054 | 0.75565
Commercial_PV | 5055 | 0.66895
Commercial_PV | 5056 | 0.5423
Commercial_PV | 5057 | 0.39355
Commercial_PV | 5058 | 0.23205
Commercial_PV | 5059 | 0.04335
Commercial_PV | 5060 | 0
Commercial_PV | 5061 | 0
Commercial_PV | 5062 | 0
Commercial_PV | 5063 | 0
Commercial_PV | 5064 | 0
Commercial_PV | 5065 | 0
Commercial_PV | 5066 | 0
Commercial_PV | 5067 | 0
Commercial_PV | 5068 | 0
Commercial_PV | 5069 | 0
Commercial_PV | 5070 | 0.02635
Commercial_PV | 5071 | 0.17
Commercial_PV | 5072 | 0.3383
Commercial_PV | 5073 | 0.49725
Commercial_PV | 5074 | 0.6307
Commercial_PV | 5075 | 0.7327
Commercial_PV | 5076 | 0.78625
Commercial_PV | 5077 | 0.79475
Commercial_PV | 5078 | 0.75395
Commercial_PV | 5079 | 0.6647
Commercial_PV | 5080 | 0.54315
Commercial_PV | 5081 | 0.39185
Commercial_PV | 5082 | 0.2278
Commercial_PV | 5083 | 0.0425
Commercial_PV | 5084 | 0
Commercial_PV | 5085 | 0
Commercial_PV | 5086 | 0
Commercial_PV | 5087 | 0
Commercial_PV | 5088 | 0
Commercial_PV | 5089 | 0
Commercial_PV | 5090 | 0
Commercial_PV | 5091 | 0
Commercial_PV | 5092 | 0
Commercial_PV | 5093 | 0
Commercial_PV | 5094 | 0.02975
Commercial_PV | 5095 | 0.1802
Commercial_PV | 5096 | 0.34255
Commercial_PV | 5097 | 0.49895
Commercial_PV | 5098 | 0.6392
Commercial_PV | 5099 | 0.7378
Commercial_PV | 5100 | 0.7956
Commercial_PV | 5101 | 0.80495
Commercial_PV | 5102 | 0.7599
Commercial_PV | 5103 | 0.6766
Commercial_PV | 5104 | 0.544
Commercial_PV | 5105 | 0.4012
Commercial_PV | 5106 | 0.2363
Commercial_PV | 5107 | 0.0391
Commercial_PV | 5108 | 0
Commercial_PV | 5109 | 0
Commercial_PV | 5110 | 0
Commercial_PV | 5111 | 0
Commercial_PV | 5112 | 0
Commercial_PV | 5113 | 0
Commercial_PV | 5114 | 0
Commercial_PV | 5115 | 0
Commercial_PV | 5116 | 0
Commercial_PV | 5117 | 0
Commercial_PV | 5118 | 0.02295
Commercial_PV | 5119 | 0.1683
Commercial_PV | 5120 | 0.3298
Commercial_PV | 5121 | 0.4913
Commercial_PV | 5122 | 0.6341
Commercial_PV | 5123 | 0.74035
Commercial_PV | 5124 | 0.799
Commercial_PV | 5125 | 0.82025
Commercial_PV | 5126 | 0.7701
Commercial_PV | 5127 | 0.6749
Commercial_PV | 5128 | 0.53635
Commercial_PV | 5129 | 0.39015
Commercial_PV | 5130 | 0.22185
Commercial_PV | 5131 | 0.0408
Commercial_PV | 5132 | 0
Commercial_PV | 5133 | 0
Commercial_PV | 5134 | 0
Commercial_PV | 5135 | 0
Commercial_PV | 5136 | 0
Commercial_PV | 5137 | 0
Commercial_PV | 5138 | 0
Commercial_PV | 5139 | 0
Commercial_PV | 5140 | 0
Commercial_PV | 5141 | 0
Commercial_PV | 5142 | 0.0221
Commercial_PV | 5143 | 0.1666
Commercial_PV | 5144 | 0.3281
Commercial_PV | 5145 | 0.48705
Commercial_PV | 5146 | 0.6256
Commercial_PV | 5147 | 0.72335
Commercial_PV | 5148 | 0.7803
Commercial_PV | 5149 | 0.7973
Commercial_PV | 5150 | 0.75225
Commercial_PV | 5151 | 0.66215
Commercial_PV | 5152 | 0.5372
Commercial_PV | 5153 | 0.39015
Commercial_PV | 5154 | 0.22185
Commercial_PV | 5155 | 0.03995
Commercial_PV | 5156 | 0
Commercial_PV | 5157 | 0
Commercial_PV | 5158 | 0
Commercial_PV | 5159 | 0
Commercial_PV | 5160 | 0
Commercial_PV | 5161 | 0
Commercial_PV | 5162 | 0
Commercial_PV | 5163 | 0
Commercial_PV | 5164 | 0
Commercial_PV | 5165 | 0
Commercial_PV | 5166 | 0.01955
Commercial_PV | 5167 | 0.16065
Commercial_PV | 5168 | 0.32215
Commercial_PV | 5169 | 0.48025
Commercial_PV | 5170 | 0.6171
Commercial_PV | 5171 | 0.72165
Commercial_PV | 5172 | 0.78285
Commercial_PV | 5173 | 0.79135
Commercial_PV | 5174 | 0.7463
Commercial_PV | 5175 | 0.6596
Commercial_PV | 5176 | 0.52955
Commercial_PV | 5177 | 0.3791
Commercial_PV | 5178 | 0.2142
Commercial_PV | 5179 | 0.03995
Commercial_PV | 5180 | 0
Commercial_PV | 5181 | 0
Commercial_PV | 5182 | 0
Commercial_PV | 5183 | 0
Commercial_PV | 5184 | 0
Commercial_PV | 5185 | 0
Commercial_PV | 5186 | 0
Commercial_PV | 5187 | 0
Commercial_PV | 5188 | 0
Commercial_PV | 5189 | 0
Commercial_PV | 5190 | 0.0153
Commercial_PV | 5191 | 0.16065
Commercial_PV | 5192 | 0.32385
Commercial_PV | 5193 | 0.4913
Commercial_PV | 5194 | 0.629
Commercial_PV | 5195 | 0.7276
Commercial_PV | 5196 | 0.78965
Commercial_PV | 5197 | 0.799
Commercial_PV | 5198 | 0.7531
Commercial_PV | 5199 | 0.6579
Commercial_PV | 5200 | 0.527
Commercial_PV | 5201 | 0.37485
Commercial_PV | 5202 | 0.1836
Commercial_PV | 5203 | 0.0391
Commercial_PV | 5204 | 0
Commercial_PV | 5205 | 0
Commercial_PV | 5206 | 0
Commercial_PV | 5207 | 0
Commercial_PV | 5208 | 0
Commercial_PV | 5209 | 0
Commercial_PV | 5210 | 0
Commercial_PV | 5211 | 0
Commercial_PV | 5212 | 0
Commercial_PV | 5213 | 0
Commercial_PV | 5214 | 0.01445
Commercial_PV | 5215 | 0.15215
Commercial_PV | 5216 | 0.31365
Commercial_PV | 5217 | 0.4522
Commercial_PV | 5218 | 0.6137
Commercial_PV | 5219 | 0.43265
Commercial_PV | 5220 | 0.75395
Commercial_PV | 5221 | 0.7752
Commercial_PV | 5222 | 0.6443
Commercial_PV | 5223 | 0.6528
Commercial_PV | 5224 | 0.5253
Commercial_PV | 5225 | 0.37655
Commercial_PV | 5226 | 0.2108
Commercial_PV | 5227 | 0.03825
Commercial_PV | 5228 | 0
Commercial_PV | 5229 | 0
Commercial_PV | 5230 | 0
Commercial_PV | 5231 | 0
Commercial_PV | 5232 | 0
Commercial_PV | 5233 | 0
Commercial_PV | 5234 | 0
Commercial_PV | 5235 | 0
Commercial_PV | 5236 | 0
Commercial_PV | 5237 | 0
Commercial_PV | 5238 | 0.01275
Commercial_PV | 5239 | 0.1496
Commercial_PV | 5240 | 0.306
Commercial_PV | 5241 | 0.3978
Commercial_PV | 5242 | 0.4998
Commercial_PV | 5243 | 0.47515
Commercial_PV | 5244 | 0.714
Commercial_PV | 5245 | 0.70465
Commercial_PV | 5246 | 0.5814
Commercial_PV | 5247 | 0.52785
Commercial_PV | 5248 | 0.46155
Commercial_PV | 5249 | 0.36805
Commercial_PV | 5250 | 0.1887
Commercial_PV | 5251 | 0.034
Commercial_PV | 5252 | 0
Commercial_PV | 5253 | 0
Commercial_PV | 5254 | 0
Commercial_PV | 5255 | 0
Commercial_PV | 5256 | 0
Commercial_PV | 5257 | 0
Commercial_PV | 5258 | 0
Commercial_PV | 5259 | 0
Commercial_PV | 5260 | 0
Commercial_PV | 5261 | 0
Commercial_PV | 5262 | 0.0017
Commercial_PV | 5263 | 0.03485
Commercial_PV | 5264 | 0.03485
Commercial_PV | 5265 | 0.23545
Commercial_PV | 5266 | 0.37655
Commercial_PV | 5267 | 0.50575
Commercial_PV | 5268 | 0.52105
Commercial_PV | 5269 | 0.3757
Commercial_PV | 5270 | 0.1615
Commercial_PV | 5271 | 0.62645
Commercial_PV | 5272 | 0.5406
Commercial_PV | 5273 | 0.36125
Commercial_PV | 5274 | 0.2176
Commercial_PV | 5275 | 0.034
Commercial_PV | 5276 | 0
Commercial_PV | 5277 | 0
Commercial_PV | 5278 | 0
Commercial_PV | 5279 | 0
Commercial_PV | 5280 | 0
Commercial_PV | 5281 | 0
Commercial_PV | 5282 | 0
Commercial_PV | 5283 | 0
Commercial_PV | 5284 | 0
Commercial_PV | 5285 | 0
Commercial_PV | 5286 | 0.00935
Commercial_PV | 5287 | 0.1156
Commercial_PV | 5288 | 0.3196
Commercial_PV | 5289 | 0.41565
Commercial_PV | 5290 | 0.47345
Commercial_PV | 5291 | 0.63495
Commercial_PV | 5292 | 0.6511
Commercial_PV | 5293 | 0.68425
Commercial_PV | 5294 | 0.71315
Commercial_PV | 5295 | 0.62135
Commercial_PV | 5296 | 0.53295
Commercial_PV | 5297 | 0.38165
Commercial_PV | 5298 | 0.21675
Commercial_PV | 5299 | 0.03315
Commercial_PV | 5300 | 0
Commercial_PV | 5301 | 0
Commercial_PV | 5302 | 0
Commercial_PV | 5303 | 0
Commercial_PV | 5304 | 0
Commercial_PV | 5305 | 0
Commercial_PV | 5306 | 0
Commercial_PV | 5307 | 0
Commercial_PV | 5308 | 0
Commercial_PV | 5309 | 0
Commercial_PV | 5310 | 0.01105
Commercial_PV | 5311 | 0.15385
Commercial_PV | 5312 | 0.2584
Commercial_PV | 5313 | 0.4012
Commercial_PV | 5314 | 0.50235
Commercial_PV | 5315 | 0.64515
Commercial_PV | 5316 | 0.6715
Commercial_PV | 5317 | 0.7344
Commercial_PV | 5318 | 0.7395
Commercial_PV | 5319 | 0.6545
Commercial_PV | 5320 | 0.527
Commercial_PV | 5321 | 0.37655
Commercial_PV | 5322 | 0.21165
Commercial_PV | 5323 | 0.03145
Commercial_PV | 5324 | 0
Commercial_PV | 5325 | 0
Commercial_PV | 5326 | 0
Commercial_PV | 5327 | 0
Commercial_PV | 5328 | 0
Commercial_PV | 5329 | 0
Commercial_PV | 5330 | 0
Commercial_PV | 5331 | 0
Commercial_PV | 5332 | 0
Commercial_PV | 5333 | 0
Commercial_PV | 5334 | 0.00765
Commercial_PV | 5335 | 0.15895
Commercial_PV | 5336 | 0.3247
Commercial_PV | 5337 | 0.48025
Commercial_PV | 5338 | 0.6222
Commercial_PV | 5339 | 0.7259
Commercial_PV | 5340 | 0.7803
Commercial_PV | 5341 | 0.7922
Commercial_PV | 5342 | 0.74545
Commercial_PV | 5343 | 0.6562
Commercial_PV | 5344 | 0.52785
Commercial_PV | 5345 | 0.37825
Commercial_PV | 5346 | 0.20995
Commercial_PV | 5347 | 0.0306
Commercial_PV | 5348 | 0
Commercial_PV | 5349 | 0
Commercial_PV | 5350 | 0
Commercial_PV | 5351 | 0
Commercial_PV | 5352 | 0
Commercial_PV | 5353 | 0
Commercial_PV | 5354 | 0
Commercial_PV | 5355 | 0
Commercial_PV | 5356 | 0
Commercial_PV | 5357 | 0
Commercial_PV | 5358 | 0.0085
Commercial_PV | 5359 | 0.1564
Commercial_PV | 5360 | 0.32045
Commercial_PV | 5361 | 0.47855
Commercial_PV | 5362 | 0.6205
Commercial_PV | 5363 | 0.71655
Commercial_PV | 5364 | 0.782
Commercial_PV | 5365 | 0.78625
Commercial_PV | 5366 | 0.73525
Commercial_PV | 5367 | 0.65025
Commercial_PV | 5368 | 0.51935
Commercial_PV | 5369 | 0.35275
Commercial_PV | 5370 | 0.20145
Commercial_PV | 5371 | 0.02975
Commercial_PV | 5372 | 0
Commercial_PV | 5373 | 0
Commercial_PV | 5374 | 0
Commercial_PV | 5375 | 0
Commercial_PV | 5376 | 0
Commercial_PV | 5377 | 0
Commercial_PV | 5378 | 0
Commercial_PV | 5379 | 0
Commercial_PV | 5380 | 0
Commercial_PV | 5381 | 0
Commercial_PV | 5382 | 0
Commercial_PV | 5383 | 0.1462
Commercial_PV | 5384 | 0.29155
Commercial_PV | 5385 | 0.4403
Commercial_PV | 5386 | 0.46495
Commercial_PV | 5387 | 0.0935
Commercial_PV | 5388 | 0.13175
Commercial_PV | 5389 | 0.26095
Commercial_PV | 5390 | 0.0986
Commercial_PV | 5391 | 0.1241
Commercial_PV | 5392 | 0.19125
Commercial_PV | 5393 | 0.2346
Commercial_PV | 5394 | 0.0986
Commercial_PV | 5395 | 0.0289
Commercial_PV | 5396 | 0
Commercial_PV | 5397 | 0
Commercial_PV | 5398 | 0
Commercial_PV | 5399 | 0
Commercial_PV | 5400 | 0
Commercial_PV | 5401 | 0
Commercial_PV | 5402 | 0
Commercial_PV | 5403 | 0
Commercial_PV | 5404 | 0
Commercial_PV | 5405 | 0
Commercial_PV | 5406 | 0
Commercial_PV | 5407 | 0.14535
Commercial_PV | 5408 | 0.3145
Commercial_PV | 5409 | 0.47175
Commercial_PV | 5410 | 0.6137
Commercial_PV | 5411 | 0.7089
Commercial_PV | 5412 | 0.7701
Commercial_PV | 5413 | 0.77775
Commercial_PV | 5414 | 0.731
Commercial_PV | 5415 | 0.64175
Commercial_PV | 5416 | 0.51425
Commercial_PV | 5417 | 0.36295
Commercial_PV | 5418 | 0.1955
Commercial_PV | 5419 | 0.02805
Commercial_PV | 5420 | 0
Commercial_PV | 5421 | 0
Commercial_PV | 5422 | 0
Commercial_PV | 5423 | 0
Commercial_PV | 5424 | 0
Commercial_PV | 5425 | 0
Commercial_PV | 5426 | 0
Commercial_PV | 5427 | 0
Commercial_PV | 5428 | 0
Commercial_PV | 5429 | 0
Commercial_PV | 5430 | 0
Commercial_PV | 5431 | 0.1411
Commercial_PV | 5432 | 0.3094
Commercial_PV | 5433 | 0.4675
Commercial_PV | 5434 | 0.60435
Commercial_PV | 5435 | 0.70295
Commercial_PV | 5436 | 0.76415
Commercial_PV | 5437 | 0.77605
Commercial_PV | 5438 | 0.72845
Commercial_PV | 5439 | 0.6392
Commercial_PV | 5440 | 0.51085
Commercial_PV | 5441 | 0.35785
Commercial_PV | 5442 | 0.1921
Commercial_PV | 5443 | 0.0272
Commercial_PV | 5444 | 0
Commercial_PV | 5445 | 0
Commercial_PV | 5446 | 0
Commercial_PV | 5447 | 0
Commercial_PV | 5448 | 0
Commercial_PV | 5449 | 0
Commercial_PV | 5450 | 0
Commercial_PV | 5451 | 0
Commercial_PV | 5452 | 0
Commercial_PV | 5453 | 0
Commercial_PV | 5454 | 0
Commercial_PV | 5455 | 0.1428
Commercial_PV | 5456 | 0.255
Commercial_PV | 5457 | 0.391
Commercial_PV | 5458 | 0.5797
Commercial_PV | 5459 | 0.6664
Commercial_PV | 5460 | 0.7072
Commercial_PV | 5461 | 0.6936
Commercial_PV | 5462 | 0.64685
Commercial_PV | 5463 | 0.62985
Commercial_PV | 5464 | 0.51085
Commercial_PV | 5465 | 0.357
Commercial_PV | 5466 | 0.1904
Commercial_PV | 5467 | 0.0255
Commercial_PV | 5468 | 0
Commercial_PV | 5469 | 0
Commercial_PV | 5470 | 0
Commercial_PV | 5471 | 0
Commercial_PV | 5472 | 0
Commercial_PV | 5473 | 0
Commercial_PV | 5474 | 0
Commercial_PV | 5475 | 0
Commercial_PV | 5476 | 0
Commercial_PV | 5477 | 0
Commercial_PV | 5478 | 0
Commercial_PV | 5479 | 0.09605
Commercial_PV | 5480 | 0.21505
Commercial_PV | 5481 | 0.46325
Commercial_PV | 5482 | 0.3502
Commercial_PV | 5483 | 0.62135
Commercial_PV | 5484 | 0.70975
Commercial_PV | 5485 | 0.6698
Commercial_PV | 5486 | 0.68425
Commercial_PV | 5487 | 0.61965
Commercial_PV | 5488 | 0.4828
Commercial_PV | 5489 | 0.3094
Commercial_PV | 5490 | 0.1734
Commercial_PV | 5491 | 0.0238
Commercial_PV | 5492 | 0
Commercial_PV | 5493 | 0
Commercial_PV | 5494 | 0
Commercial_PV | 5495 | 0
Commercial_PV | 5496 | 0
Commercial_PV | 5497 | 0
Commercial_PV | 5498 | 0
Commercial_PV | 5499 | 0
Commercial_PV | 5500 | 0
Commercial_PV | 5501 | 0
Commercial_PV | 5502 | 0
Commercial_PV | 5503 | 0.13345
Commercial_PV | 5504 | 0.2975
Commercial_PV | 5505 | 0.41527
Commercial_PV | 5506 | 0.53588
Commercial_PV | 5507 | 0.63142
Commercial_PV | 5508 | 0.6973
Commercial_PV | 5509 | 0.75225
Commercial_PV | 5510 | 0.7055
Commercial_PV | 5511 | 0.6205
Commercial_PV | 5512 | 0.49895
Commercial_PV | 5513 | 0.34085
Commercial_PV | 5514 | 0.18105
Commercial_PV | 5515 | 0.0221
Commercial_PV | 5516 | 0
Commercial_PV | 5517 | 0
Commercial_PV | 5518 | 0
Commercial_PV | 5519 | 0
Commercial_PV | 5520 | 0
Commercial_PV | 5521 | 0
Commercial_PV | 5522 | 0
Commercial_PV | 5523 | 0
Commercial_PV | 5524 | 0
Commercial_PV | 5525 | 0
Commercial_PV | 5526 | 0
Commercial_PV | 5527 | 0.13685
Commercial_PV | 5528 | 0.3026
Commercial_PV | 5529 | 0.46155
Commercial_PV | 5530 | 0.5933
Commercial_PV | 5531 | 0.6528
Commercial_PV | 5532 | 0.77605
Commercial_PV | 5533 | 0.77095
Commercial_PV | 5534 | 0.7225
Commercial_PV | 5535 | 0.65195
Commercial_PV | 5536 | 0.49045
Commercial_PV | 5537 | 0.33915
Commercial_PV | 5538 | 0.17425
Commercial_PV | 5539 | 0.01615
Commercial_PV | 5540 | 0
Commercial_PV | 5541 | 0
Commercial_PV | 5542 | 0
Commercial_PV | 5543 | 0
Commercial_PV | 5544 | 0
Commercial_PV | 5545 | 0
Commercial_PV | 5546 | 0
Commercial_PV | 5547 | 0
Commercial_PV | 5548 | 0
Commercial_PV | 5549 | 0
Commercial_PV | 5550 | 0
Commercial_PV | 5551 | 0.1326
Commercial_PV | 5552 | 0.29495
Commercial_PV | 5553 | 0.44455
Commercial_PV | 5554 | 0.57545
Commercial_PV | 5555 | 0.38335
Commercial_PV | 5556 | 0.7412
Commercial_PV | 5557 | 0.72675
Commercial_PV | 5558 | 0.66895
Commercial_PV | 5559 | 0.6188
Commercial_PV | 5560 | 0.493
Commercial_PV | 5561 | 0.3417
Commercial_PV | 5562 | 0.1768
Commercial_PV | 5563 | 0.01955
Commercial_PV | 5564 | 0
Commercial_PV | 5565 | 0
Commercial_PV | 5566 | 0
Commercial_PV | 5567 | 0
Commercial_PV | 5568 | 0
Commercial_PV | 5569 | 0
Commercial_PV | 5570 | 0
Commercial_PV | 5571 | 0
Commercial_PV | 5572 | 0
Commercial_PV | 5573 | 0
Commercial_PV | 5574 | 0
Commercial_PV | 5575 | 0.1326
Commercial_PV | 5576 | 0.29835
Commercial_PV | 5577 | 0.45475
Commercial_PV | 5578 | 0.59245
Commercial_PV | 5579 | 0.6868
Commercial_PV | 5580 | 0.7429
Commercial_PV | 5581 | 0.74545
Commercial_PV | 5582 | 0.7055
Commercial_PV | 5583 | 0.6188
Commercial_PV | 5584 | 0.4896
Commercial_PV | 5585 | 0.3366
Commercial_PV | 5586 | 0.17085
Commercial_PV | 5587 | 0.017
Commercial_PV | 5588 | 0
Commercial_PV | 5589 | 0
Commercial_PV | 5590 | 0
Commercial_PV | 5591 | 0
Commercial_PV | 5592 | 0
Commercial_PV | 5593 | 0
Commercial_PV | 5594 | 0
Commercial_PV | 5595 | 0
Commercial_PV | 5596 | 0
Commercial_PV | 5597 | 0
Commercial_PV | 5598 | 0
Commercial_PV | 5599 | 0.13175
Commercial_PV | 5600 | 0.2975
Commercial_PV | 5601 | 0.4607
Commercial_PV | 5602 | 0.6001
Commercial_PV | 5603 | 0.69615
Commercial_PV | 5604 | 0.7446
Commercial_PV | 5605 | 0.75565
Commercial_PV | 5606 | 0.7072
Commercial_PV | 5607 | 0.62985
Commercial_PV | 5608 | 0.4947
Commercial_PV | 5609 | 0.3366
Commercial_PV | 5610 | 0.1683
Commercial_PV | 5611 | 0.01615
Commercial_PV | 5612 | 0
Commercial_PV | 5613 | 0
Commercial_PV | 5614 | 0
Commercial_PV | 5615 | 0
Commercial_PV | 5616 | 0
Commercial_PV | 5617 | 0
Commercial_PV | 5618 | 0
Commercial_PV | 5619 | 0
Commercial_PV | 5620 | 0
Commercial_PV | 5621 | 0
Commercial_PV | 5622 | 0
Commercial_PV | 5623 | 0.12325
Commercial_PV | 5624 | 0.2856
Commercial_PV | 5625 | 0.44625
Commercial_PV | 5626 | 0.58565
Commercial_PV | 5627 | 0.68255
Commercial_PV | 5628 | 0.7225
Commercial_PV | 5629 | 0.67405
Commercial_PV | 5630 | 0.6732
Commercial_PV | 5631 | 0.61625
Commercial_PV | 5632 | 0.4828
Commercial_PV | 5633 | 0.32725
Commercial_PV | 5634 | 0.1598
Commercial_PV | 5635 | 0.0136
Commercial_PV | 5636 | 0
Commercial_PV | 5637 | 0
Commercial_PV | 5638 | 0
Commercial_PV | 5639 | 0
Commercial_PV | 5640 | 0
Commercial_PV | 5641 | 0
Commercial_PV | 5642 | 0
Commercial_PV | 5643 | 0
Commercial_PV | 5644 | 0
Commercial_PV | 5645 | 0
Commercial_PV | 5646 | 0
Commercial_PV | 5647 | 0.119
Commercial_PV | 5648 | 0.2822
Commercial_PV | 5649 | 0.4437
Commercial_PV | 5650 | 0.5831
Commercial_PV | 5651 | 0.58565
Commercial_PV | 5652 | 0.7072
Commercial_PV | 5653 | 0.62645
Commercial_PV | 5654 | 0.5542
Commercial_PV | 5655 | 0.46835
Commercial_PV | 5656 | 0.30515
Commercial_PV | 5657 | 0.2414
Commercial_PV | 5658 | 0.1224
Commercial_PV | 5659 | 0.0119
Commercial_PV | 5660 | 0
Commercial_PV | 5661 | 0
Commercial_PV | 5662 | 0
Commercial_PV | 5663 | 0
Commercial_PV | 5664 | 0
Commercial_PV | 5665 | 0
Commercial_PV | 5666 | 0
Commercial_PV | 5667 | 0
Commercial_PV | 5668 | 0
Commercial_PV | 5669 | 0
Commercial_PV | 5670 | 0
Commercial_PV | 5671 | 0.11985
Commercial_PV | 5672 | 0.2278
Commercial_PV | 5673 | 0.25075
Commercial_PV | 5674 | 0.20655
Commercial_PV | 5675 | 0.41055
Commercial_PV | 5676 | 0.3553
Commercial_PV | 5677 | 0.2193
Commercial_PV | 5678 | 0.221
Commercial_PV | 5679 | 0.21845
Commercial_PV | 5680 | 0.21335
Commercial_PV | 5681 | 0.1632
Commercial_PV | 5682 | 0.06545
Commercial_PV | 5683 | 0.00935
Commercial_PV | 5684 | 0
Commercial_PV | 5685 | 0
Commercial_PV | 5686 | 0
Commercial_PV | 5687 | 0
Commercial_PV | 5688 | 0
Commercial_PV | 5689 | 0
Commercial_PV | 5690 | 0
Commercial_PV | 5691 | 0
Commercial_PV | 5692 | 0
Commercial_PV | 5693 | 0
Commercial_PV | 5694 | 0
Commercial_PV | 5695 | 0.0153
Commercial_PV | 5696 | 0.034
Commercial_PV | 5697 | 0.0442
Commercial_PV | 5698 | 0.0527
Commercial_PV | 5699 | 0.06715
Commercial_PV | 5700 | 0.07735
Commercial_PV | 5701 | 0.1513
Commercial_PV | 5702 | 0.2244
Commercial_PV | 5703 | 0.08415
Commercial_PV | 5704 | 0.0799
Commercial_PV | 5705 | 0.2958
Commercial_PV | 5706 | 0.153
Commercial_PV | 5707 | 0.0102
Commercial_PV | 5708 | 0
Commercial_PV | 5709 | 0
Commercial_PV | 5710 | 0
Commercial_PV | 5711 | 0
Commercial_PV | 5712 | 0
Commercial_PV | 5713 | 0
Commercial_PV | 5714 | 0
Commercial_PV | 5715 | 0
Commercial_PV | 5716 | 0
Commercial_PV | 5717 | 0
Commercial_PV | 5718 | 0
Commercial_PV | 5719 | 0.0238
Commercial_PV | 5720 | 0.1054
Commercial_PV | 5721 | 0.4131
Commercial_PV | 5722 | 0.4998
Commercial_PV | 5723 | 0.65535
Commercial_PV | 5724 | 0.5304
Commercial_PV | 5725 | 0.6562
Commercial_PV | 5726 | 0.61965
Commercial_PV | 5727 | 0.55675
Commercial_PV | 5728 | 0.36295
Commercial_PV | 5729 | 0.2992
Commercial_PV | 5730 | 0.14705
Commercial_PV | 5731 | 0
Commercial_PV | 5732 | 0
Commercial_PV | 5733 | 0
Commercial_PV | 5734 | 0
Commercial_PV | 5735 | 0
Commercial_PV | 5736 | 0
Commercial_PV | 5737 | 0
Commercial_PV | 5738 | 0
Commercial_PV | 5739 | 0
Commercial_PV | 5740 | 0
Commercial_PV | 5741 | 0
Commercial_PV | 5742 | 0
Commercial_PV | 5743 | 0.102
Commercial_PV | 5744 | 0.2074
Commercial_PV | 5745 | 0.22525
Commercial_PV | 5746 | 0.1258
Commercial_PV | 5747 | 0.54825
Commercial_PV | 5748 | 0.7344
Commercial_PV | 5749 | 0.5729
Commercial_PV | 5750 | 0.68935
Commercial_PV | 5751 | 0.60605
Commercial_PV | 5752 | 0.47345
Commercial_PV | 5753 | 0.31365
Commercial_PV | 5754 | 0.14535
Commercial_PV | 5755 | 0
Commercial_PV | 5756 | 0
Commercial_PV | 5757 | 0
Commercial_PV | 5758 | 0
Commercial_PV | 5759 | 0
Commercial_PV | 5760 | 0
Commercial_PV | 5761 | 0
Commercial_PV | 5762 | 0
Commercial_PV | 5763 | 0
Commercial_PV | 5764 | 0
Commercial_PV | 5765 | 0
Commercial_PV | 5766 | 0
Commercial_PV | 5767 | 0.0765
Commercial_PV | 5768 | 0.1581
Commercial_PV | 5769 | 0.0884
Commercial_PV | 5770 | 0.47685
Commercial_PV | 5771 | 0.6732
Commercial_PV | 5772 | 0.7276
Commercial_PV | 5773 | 0.7327
Commercial_PV | 5774 | 0.6936
Commercial_PV | 5775 | 0.60265
Commercial_PV | 5776 | 0.4641
Commercial_PV | 5777 | 0.30855
Commercial_PV | 5778 | 0.13855
Commercial_PV | 5779 | 0
Commercial_PV | 5780 | 0
Commercial_PV | 5781 | 0
Commercial_PV | 5782 | 0
Commercial_PV | 5783 | 0
Commercial_PV | 5784 | 0
Commercial_PV | 5785 | 0
Commercial_PV | 5786 | 0
Commercial_PV | 5787 | 0
Commercial_PV | 5788 | 0
Commercial_PV | 5789 | 0
Commercial_PV | 5790 | 0
Commercial_PV | 5791 | 0.1088
Commercial_PV | 5792 | 0.18105
Commercial_PV | 5793 | 0.31365
Commercial_PV | 5794 | 0.43095
Commercial_PV | 5795 | 0.24565
Commercial_PV | 5796 | 0.2737
Commercial_PV | 5797 | 0.54825
Commercial_PV | 5798 | 0.5661
Commercial_PV | 5799 | 0.3162
Commercial_PV | 5800 | 0.34425
Commercial_PV | 5801 | 0.221
Commercial_PV | 5802 | 0.11475
Commercial_PV | 5803 | 0
Commercial_PV | 5804 | 0
Commercial_PV | 5805 | 0
Commercial_PV | 5806 | 0
Commercial_PV | 5807 | 0
Commercial_PV | 5808 | 0
Commercial_PV | 5809 | 0
Commercial_PV | 5810 | 0
Commercial_PV | 5811 | 0
Commercial_PV | 5812 | 0
Commercial_PV | 5813 | 0
Commercial_PV | 5814 | 0
Commercial_PV | 5815 | 0.10795
Commercial_PV | 5816 | 0.27285
Commercial_PV | 5817 | 0.43265
Commercial_PV | 5818 | 0.57375
Commercial_PV | 5819 | 0.6715
Commercial_PV | 5820 | 0.71825
Commercial_PV | 5821 | 0.71825
Commercial_PV | 5822 | 0.60095
Commercial_PV | 5823 | 0.59245
Commercial_PV | 5824 | 0.45645
Commercial_PV | 5825 | 0.29835
Commercial_PV | 5826 | 0.13005
Commercial_PV | 5827 | 0
Commercial_PV | 5828 | 0
Commercial_PV | 5829 | 0
Commercial_PV | 5830 | 0
Commercial_PV | 5831 | 0
Commercial_PV | 5832 | 0
Commercial_PV | 5833 | 0
Commercial_PV | 5834 | 0
Commercial_PV | 5835 | 0
Commercial_PV | 5836 | 0
Commercial_PV | 5837 | 0
Commercial_PV | 5838 | 0
Commercial_PV | 5839 | 0.10455
Commercial_PV | 5840 | 0.272
Commercial_PV | 5841 | 0.34
Commercial_PV | 5842 | 0.2856
Commercial_PV | 5843 | 0.2499
Commercial_PV | 5844 | 0.27455
Commercial_PV | 5845 | 0.24735
Commercial_PV | 5846 | 0.60435
Commercial_PV | 5847 | 0.24055
Commercial_PV | 5848 | 0.3842
Commercial_PV | 5849 | 0.27115
Commercial_PV | 5850 | 0.0595
Commercial_PV | 5851 | 0
Commercial_PV | 5852 | 0
Commercial_PV | 5853 | 0
Commercial_PV | 5854 | 0
Commercial_PV | 5855 | 0
Commercial_PV | 5856 | 0
Commercial_PV | 5857 | 0
Commercial_PV | 5858 | 0
Commercial_PV | 5859 | 0
Commercial_PV | 5860 | 0
Commercial_PV | 5861 | 0
Commercial_PV | 5862 | 0
Commercial_PV | 5863 | 0.0629
Commercial_PV | 5864 | 0.20825
Commercial_PV | 5865 | 0.23545
Commercial_PV | 5866 | 0.0867
Commercial_PV | 5867 | 0.06885
Commercial_PV | 5868 | 0.0714
Commercial_PV | 5869 | 0.06545
Commercial_PV | 5870 | 0.39015
Commercial_PV | 5871 | 0.08925
Commercial_PV | 5872 | 0.3604
Commercial_PV | 5873 | 0.17425
Commercial_PV | 5874 | 0.068
Commercial_PV | 5875 | 0
Commercial_PV | 5876 | 0
Commercial_PV | 5877 | 0
Commercial_PV | 5878 | 0
Commercial_PV | 5879 | 0
Commercial_PV | 5880 | 0
Commercial_PV | 5881 | 0
Commercial_PV | 5882 | 0
Commercial_PV | 5883 | 0
Commercial_PV | 5884 | 0
Commercial_PV | 5885 | 0
Commercial_PV | 5886 | 0
Commercial_PV | 5887 | 0.0969
Commercial_PV | 5888 | 0.24735
Commercial_PV | 5889 | 0.102
Commercial_PV | 5890 | 0.051
Commercial_PV | 5891 | 0.10795
Commercial_PV | 5892 | 0.49725
Commercial_PV | 5893 | 0.26945
Commercial_PV | 5894 | 0.5746
Commercial_PV | 5895 | 0.41735
Commercial_PV | 5896 | 0.3842
Commercial_PV | 5897 | 0.07565
Commercial_PV | 5898 | 0.06205
Commercial_PV | 5899 | 0
Commercial_PV | 5900 | 0
Commercial_PV | 5901 | 0
Commercial_PV | 5902 | 0
Commercial_PV | 5903 | 0
Commercial_PV | 5904 | 0
Commercial_PV | 5905 | 0
Commercial_PV | 5906 | 0
Commercial_PV | 5907 | 0
Commercial_PV | 5908 | 0
Commercial_PV | 5909 | 0
Commercial_PV | 5910 | 0
Commercial_PV | 5911 | 0.09095
Commercial_PV | 5912 | 0.26775
Commercial_PV | 5913 | 0.4301
Commercial_PV | 5914 | 0.5729
Commercial_PV | 5915 | 0.6494
Commercial_PV | 5916 | 0.73185
Commercial_PV | 5917 | 0.75055
Commercial_PV | 5918 | 0.68425
Commercial_PV | 5919 | 0.45645
Commercial_PV | 5920 | 0.22185
Commercial_PV | 5921 | 0.09775
Commercial_PV | 5922 | 0.06035
Commercial_PV | 5923 | 0
Commercial_PV | 5924 | 0
Commercial_PV | 5925 | 0
Commercial_PV | 5926 | 0
Commercial_PV | 5927 | 0
Commercial_PV | 5928 | 0
Commercial_PV | 5929 | 0
Commercial_PV | 5930 | 0
Commercial_PV | 5931 | 0
Commercial_PV | 5932 | 0
Commercial_PV | 5933 | 0
Commercial_PV | 5934 | 0
Commercial_PV | 5935 | 0.0731
Commercial_PV | 5936 | 0.17935
Commercial_PV | 5937 | 0.33915
Commercial_PV | 5938 | 0.40715
Commercial_PV | 5939 | 0.56865
Commercial_PV | 5940 | 0.64855
Commercial_PV | 5941 | 0.32045
Commercial_PV | 5942 | 0.2227
Commercial_PV | 5943 | 0.0799
Commercial_PV | 5944 | 0.30515
Commercial_PV | 5945 | 0.27455
Commercial_PV | 5946 | 0.0493
Commercial_PV | 5947 | 0
Commercial_PV | 5948 | 0
Commercial_PV | 5949 | 0
Commercial_PV | 5950 | 0
Commercial_PV | 5951 | 0
Commercial_PV | 5952 | 0
Commercial_PV | 5953 | 0
Commercial_PV | 5954 | 0
Commercial_PV | 5955 | 0
Commercial_PV | 5956 | 0
Commercial_PV | 5957 | 0
Commercial_PV | 5958 | 0
Commercial_PV | 5959 | 0.0952
Commercial_PV | 5960 | 0.2618
Commercial_PV | 5961 | 0.42075
Commercial_PV | 5962 | 0.5423
Commercial_PV | 5963 | 0.54995
Commercial_PV | 5964 | 0.60945
Commercial_PV | 5965 | 0.64005
Commercial_PV | 5966 | 0.6596
Commercial_PV | 5967 | 0.56015
Commercial_PV | 5968 | 0.4301
Commercial_PV | 5969 | 0.2703
Commercial_PV | 5970 | 0.0561
Commercial_PV | 5971 | 0
Commercial_PV | 5972 | 0
Commercial_PV | 5973 | 0
Commercial_PV | 5974 | 0
Commercial_PV | 5975 | 0
Commercial_PV | 5976 | 0
Commercial_PV | 5977 | 0
Commercial_PV | 5978 | 0
Commercial_PV | 5979 | 0
Commercial_PV | 5980 | 0
Commercial_PV | 5981 | 0
Commercial_PV | 5982 | 0
Commercial_PV | 5983 | 0.0935
Commercial_PV | 5984 | 0.2618
Commercial_PV | 5985 | 0.408
Commercial_PV | 5986 | 0.53465
Commercial_PV | 5987 | 0.59075
Commercial_PV | 5988 | 0.5882
Commercial_PV | 5989 | 0.6154
Commercial_PV | 5990 | 0.60265
Commercial_PV | 5991 | 0.4607
Commercial_PV | 5992 | 0.42415
Commercial_PV | 5993 | 0.1768
Commercial_PV | 5994 | 0.051
Commercial_PV | 5995 | 0
Commercial_PV | 5996 | 0
Commercial_PV | 5997 | 0
Commercial_PV | 5998 | 0
Commercial_PV | 5999 | 0
Commercial_PV | 6000 | 0
Commercial_PV | 6001 | 0
Commercial_PV | 6002 | 0
Commercial_PV | 6003 | 0
Commercial_PV | 6004 | 0
Commercial_PV | 6005 | 0
Commercial_PV | 6006 | 0
Commercial_PV | 6007 | 0.0935
Commercial_PV | 6008 | 0.25755
Commercial_PV | 6009 | 0.41395
Commercial_PV | 6010 | 0.5627
Commercial_PV | 6011 | 0.6647
Commercial_PV | 6012 | 0.7344
Commercial_PV | 6013 | 0.7361
Commercial_PV | 6014 | 0.67575
Commercial_PV | 6015 | 0.56015
Commercial_PV | 6016 | 0.42585
Commercial_PV | 6017 | 0.26265
Commercial_PV | 6018 | 0.04845
Commercial_PV | 6019 | 0
Commercial_PV | 6020 | 0
Commercial_PV | 6021 | 0
Commercial_PV | 6022 | 0
Commercial_PV | 6023 | 0
Commercial_PV | 6024 | 0
Commercial_PV | 6025 | 0
Commercial_PV | 6026 | 0
Commercial_PV | 6027 | 0
Commercial_PV | 6028 | 0
Commercial_PV | 6029 | 0
Commercial_PV | 6030 | 0
Commercial_PV | 6031 | 0.0578
Commercial_PV | 6032 | 0.1649
Commercial_PV | 6033 | 0.3842
Commercial_PV | 6034 | 0.4641
Commercial_PV | 6035 | 0.45135
Commercial_PV | 6036 | 0.44455
Commercial_PV | 6037 | 0.2771
Commercial_PV | 6038 | 0.11475
Commercial_PV | 6039 | 0.0493
Commercial_PV | 6040 | 0.07565
Commercial_PV | 6041 | 0.11815
Commercial_PV | 6042 | 0.0544
Commercial_PV | 6043 | 0
Commercial_PV | 6044 | 0
Commercial_PV | 6045 | 0
Commercial_PV | 6046 | 0
Commercial_PV | 6047 | 0
Commercial_PV | 6048 | 0
Commercial_PV | 6049 | 0
Commercial_PV | 6050 | 0
Commercial_PV | 6051 | 0
Commercial_PV | 6052 | 0
Commercial_PV | 6053 | 0
Commercial_PV | 6054 | 0
Commercial_PV | 6055 | 0.05355
Commercial_PV | 6056 | 0.1598
Commercial_PV | 6057 | 0.27795
Commercial_PV | 6058 | 0.41395
Commercial_PV | 6059 | 0.36465
Commercial_PV | 6060 | 0.44965
Commercial_PV | 6061 | 0.51255
Commercial_PV | 6062 | 0.6613
Commercial_PV | 6063 | 0.54655
Commercial_PV | 6064 | 0.4148
Commercial_PV | 6065 | 0.2516
Commercial_PV | 6066 | 0.0425
Commercial_PV | 6067 | 0
Commercial_PV | 6068 | 0
Commercial_PV | 6069 | 0
Commercial_PV | 6070 | 0
Commercial_PV | 6071 | 0
Commercial_PV | 6072 | 0
Commercial_PV | 6073 | 0
Commercial_PV | 6074 | 0
Commercial_PV | 6075 | 0
Commercial_PV | 6076 | 0
Commercial_PV | 6077 | 0
Commercial_PV | 6078 | 0
Commercial_PV | 6079 | 0.0289
Commercial_PV | 6080 | 0.2227
Commercial_PV | 6081 | 0.40205
Commercial_PV | 6082 | 0.54825
Commercial_PV | 6083 | 0.58395
Commercial_PV | 6084 | 0.3774
Commercial_PV | 6085 | 0.63495
Commercial_PV | 6086 | 0.595
Commercial_PV | 6087 | 0.27625
Commercial_PV | 6088 | 0.3621
Commercial_PV | 6089 | 0.18955
Commercial_PV | 6090 | 0.05015
Commercial_PV | 6091 | 0
Commercial_PV | 6092 | 0
Commercial_PV | 6093 | 0
Commercial_PV | 6094 | 0
Commercial_PV | 6095 | 0
Commercial_PV | 6096 | 0
Commercial_PV | 6097 | 0
Commercial_PV | 6098 | 0
Commercial_PV | 6099 | 0
Commercial_PV | 6100 | 0
Commercial_PV | 6101 | 0
Commercial_PV | 6102 | 0
Commercial_PV | 6103 | 0.07565
Commercial_PV | 6104 | 0.23545
Commercial_PV | 6105 | 0.3519
Commercial_PV | 6106 | 0.5372
Commercial_PV | 6107 | 0.63325
Commercial_PV | 6108 | 0.67405
Commercial_PV | 6109 | 0.6953
Commercial_PV | 6110 | 0.5253
Commercial_PV | 6111 | 0.5321
Commercial_PV | 6112 | 0.3689
Commercial_PV | 6113 | 0.2159
Commercial_PV | 6114 | 0.00935
Commercial_PV | 6115 | 0
Commercial_PV | 6116 | 0
Commercial_PV | 6117 | 0
Commercial_PV | 6118 | 0
Commercial_PV | 6119 | 0
Commercial_PV | 6120 | 0
Commercial_PV | 6121 | 0
Commercial_PV | 6122 | 0
Commercial_PV | 6123 | 0
Commercial_PV | 6124 | 0
Commercial_PV | 6125 | 0
Commercial_PV | 6126 | 0
Commercial_PV | 6127 | 0.0646
Commercial_PV | 6128 | 0.1598
Commercial_PV | 6129 | 0.3859
Commercial_PV | 6130 | 0.5372
Commercial_PV | 6131 | 0.6426
Commercial_PV | 6132 | 0.6919
Commercial_PV | 6133 | 0.66725
Commercial_PV | 6134 | 0.5644
Commercial_PV | 6135 | 0.53635
Commercial_PV | 6136 | 0.39525
Commercial_PV | 6137 | 0.22865
Commercial_PV | 6138 | 0.04505
Commercial_PV | 6139 | 0
Commercial_PV | 6140 | 0
Commercial_PV | 6141 | 0
Commercial_PV | 6142 | 0
Commercial_PV | 6143 | 0
Commercial_PV | 6144 | 0
Commercial_PV | 6145 | 0
Commercial_PV | 6146 | 0
Commercial_PV | 6147 | 0
Commercial_PV | 6148 | 0
Commercial_PV | 6149 | 0
Commercial_PV | 6150 | 0
Commercial_PV | 6151 | 0.0765
Commercial_PV | 6152 | 0.2363
Commercial_PV | 6153 | 0.38165
Commercial_PV | 6154 | 0.44965
Commercial_PV | 6155 | 0.4471
Commercial_PV | 6156 | 0.6222
Commercial_PV | 6157 | 0.41905
Commercial_PV | 6158 | 0.612
Commercial_PV | 6159 | 0.48535
Commercial_PV | 6160 | 0.4046
Commercial_PV | 6161 | 0.19465
Commercial_PV | 6162 | 0.03995
Commercial_PV | 6163 | 0
Commercial_PV | 6164 | 0
Commercial_PV | 6165 | 0
Commercial_PV | 6166 | 0
Commercial_PV | 6167 | 0
Commercial_PV | 6168 | 0
Commercial_PV | 6169 | 0
Commercial_PV | 6170 | 0
Commercial_PV | 6171 | 0
Commercial_PV | 6172 | 0
Commercial_PV | 6173 | 0
Commercial_PV | 6174 | 0
Commercial_PV | 6175 | 0.0544
Commercial_PV | 6176 | 0.21505
Commercial_PV | 6177 | 0.2499
Commercial_PV | 6178 | 0.4165
Commercial_PV | 6179 | 0.51085
Commercial_PV | 6180 | 0.49895
Commercial_PV | 6181 | 0.646
Commercial_PV | 6182 | 0.6052
Commercial_PV | 6183 | 0.49215
Commercial_PV | 6184 | 0.374
Commercial_PV | 6185 | 0.2074
Commercial_PV | 6186 | 0.03995
Commercial_PV | 6187 | 0
Commercial_PV | 6188 | 0
Commercial_PV | 6189 | 0
Commercial_PV | 6190 | 0
Commercial_PV | 6191 | 0
Commercial_PV | 6192 | 0
Commercial_PV | 6193 | 0
Commercial_PV | 6194 | 0
Commercial_PV | 6195 | 0
Commercial_PV | 6196 | 0
Commercial_PV | 6197 | 0
Commercial_PV | 6198 | 0
Commercial_PV | 6199 | 0.06205
Commercial_PV | 6200 | 0.22695
Commercial_PV | 6201 | 0.39185
Commercial_PV | 6202 | 0.5287
Commercial_PV | 6203 | 0.52105
Commercial_PV | 6204 | 0.6154
Commercial_PV | 6205 | 0.63155
Commercial_PV | 6206 | 0.55335
Commercial_PV | 6207 | 0.4964
Commercial_PV | 6208 | 0.38335
Commercial_PV | 6209 | 0.221
Commercial_PV | 6210 | 0.03825
Commercial_PV | 6211 | 0
Commercial_PV | 6212 | 0
Commercial_PV | 6213 | 0
Commercial_PV | 6214 | 0
Commercial_PV | 6215 | 0
Commercial_PV | 6216 | 0
Commercial_PV | 6217 | 0
Commercial_PV | 6218 | 0
Commercial_PV | 6219 | 0
Commercial_PV | 6220 | 0
Commercial_PV | 6221 | 0
Commercial_PV | 6222 | 0
Commercial_PV | 6223 | 0.06885
Commercial_PV | 6224 | 0.2278
Commercial_PV | 6225 | 0.3451
Commercial_PV | 6226 | 0.49895
Commercial_PV | 6227 | 0.5695
Commercial_PV | 6228 | 0.6086
Commercial_PV | 6229 | 0.66215
Commercial_PV | 6230 | 0.58735
Commercial_PV | 6231 | 0.52615
Commercial_PV | 6232 | 0.32215
Commercial_PV | 6233 | 0.2057
Commercial_PV | 6234 | 0.034
Commercial_PV | 6235 | 0
Commercial_PV | 6236 | 0
Commercial_PV | 6237 | 0
Commercial_PV | 6238 | 0
Commercial_PV | 6239 | 0
Commercial_PV | 6240 | 0
Commercial_PV | 6241 | 0
Commercial_PV | 6242 | 0
Commercial_PV | 6243 | 0
Commercial_PV | 6244 | 0
Commercial_PV | 6245 | 0
Commercial_PV | 6246 | 0
Commercial_PV | 6247 | 0.0221
Commercial_PV | 6248 | 0.0391
Commercial_PV | 6249 | 0.4029
Commercial_PV | 6250 | 0.47175
Commercial_PV | 6251 | 0.544
Commercial_PV | 6252 | 0.64345
Commercial_PV | 6253 | 0.6375
Commercial_PV | 6254 | 0.6052
Commercial_PV | 6255 | 0.50065
Commercial_PV | 6256 | 0.374
Commercial_PV | 6257 | 0.2227
Commercial_PV | 6258 | 0.02975
Commercial_PV | 6259 | 0
Commercial_PV | 6260 | 0
Commercial_PV | 6261 | 0
Commercial_PV | 6262 | 0
Commercial_PV | 6263 | 0
Commercial_PV | 6264 | 0
Commercial_PV | 6265 | 0
Commercial_PV | 6266 | 0
Commercial_PV | 6267 | 0
Commercial_PV | 6268 | 0
Commercial_PV | 6269 | 0
Commercial_PV | 6270 | 0
Commercial_PV | 6271 | 0.04165
Commercial_PV | 6272 | 0.21335
Commercial_PV | 6273 | 0.2788
Commercial_PV | 6274 | 0.36975
Commercial_PV | 6275 | 0.43605
Commercial_PV | 6276 | 0.6052
Commercial_PV | 6277 | 0.5491
Commercial_PV | 6278 | 0.52275
Commercial_PV | 6279 | 0.47005
Commercial_PV | 6280 | 0.36295
Commercial_PV | 6281 | 0.2074
Commercial_PV | 6282 | 0.03315
Commercial_PV | 6283 | 0
Commercial_PV | 6284 | 0
Commercial_PV | 6285 | 0
Commercial_PV | 6286 | 0
Commercial_PV | 6287 | 0
Commercial_PV | 6288 | 0
Commercial_PV | 6289 | 0
Commercial_PV | 6290 | 0
Commercial_PV | 6291 | 0
Commercial_PV | 6292 | 0
Commercial_PV | 6293 | 0
Commercial_PV | 6294 | 0
Commercial_PV | 6295 | 0.0612
Commercial_PV | 6296 | 0.2125
Commercial_PV | 6297 | 0.34765
Commercial_PV | 6298 | 0.50575
Commercial_PV | 6299 | 0.60095
Commercial_PV | 6300 | 0.646
Commercial_PV | 6301 | 0.5899
Commercial_PV | 6302 | 0.51255
Commercial_PV | 6303 | 0.46325
Commercial_PV | 6304 | 0.36805
Commercial_PV | 6305 | 0.2057
Commercial_PV | 6306 | 0.03145
Commercial_PV | 6307 | 0
Commercial_PV | 6308 | 0
Commercial_PV | 6309 | 0
Commercial_PV | 6310 | 0
Commercial_PV | 6311 | 0
Commercial_PV | 6312 | 0
Commercial_PV | 6313 | 0
Commercial_PV | 6314 | 0
Commercial_PV | 6315 | 0
Commercial_PV | 6316 | 0
Commercial_PV | 6317 | 0
Commercial_PV | 6318 | 0
Commercial_PV | 6319 | 0.05865
Commercial_PV | 6320 | 0.221
Commercial_PV | 6321 | 0.3774
Commercial_PV | 6322 | 0.51255
Commercial_PV | 6323 | 0.60095
Commercial_PV | 6324 | 0.646
Commercial_PV | 6325 | 0.60605
Commercial_PV | 6326 | 0.5797
Commercial_PV | 6327 | 0.4947
Commercial_PV | 6328 | 0.3485
Commercial_PV | 6329 | 0.1615
Commercial_PV | 6330 | 0.0289
Commercial_PV | 6331 | 0
Commercial_PV | 6332 | 0
Commercial_PV | 6333 | 0
Commercial_PV | 6334 | 0
Commercial_PV | 6335 | 0
Commercial_PV | 6336 | 0
Commercial_PV | 6337 | 0
Commercial_PV | 6338 | 0
Commercial_PV | 6339 | 0
Commercial_PV | 6340 | 0
Commercial_PV | 6341 | 0
Commercial_PV | 6342 | 0
Commercial_PV | 6343 | 0.04165
Commercial_PV | 6344 | 0.06035
Commercial_PV | 6345 | 0.0935
Commercial_PV | 6346 | 0.0731
Commercial_PV | 6347 | 0.22525
Commercial_PV | 6348 | 0.0765
Commercial_PV | 6349 | 0.06715
Commercial_PV | 6350 | 0.1105
Commercial_PV | 6351 | 0.36295
Commercial_PV | 6352 | 0.2924
Commercial_PV | 6353 | 0.0884
Commercial_PV | 6354 | 0.02125
Commercial_PV | 6355 | 0
Commercial_PV | 6356 | 0
Commercial_PV | 6357 | 0
Commercial_PV | 6358 | 0
Commercial_PV | 6359 | 0
Commercial_PV | 6360 | 0
Commercial_PV | 6361 | 0
Commercial_PV | 6362 | 0
Commercial_PV | 6363 | 0
Commercial_PV | 6364 | 0
Commercial_PV | 6365 | 0
Commercial_PV | 6366 | 0
Commercial_PV | 6367 | 0.034
Commercial_PV | 6368 | 0.13685
Commercial_PV | 6369 | 0.08925
Commercial_PV | 6370 | 0.49895
Commercial_PV | 6371 | 0.5627
Commercial_PV | 6372 | 0.46325
Commercial_PV | 6373 | 0.63495
Commercial_PV | 6374 | 0.5474
Commercial_PV | 6375 | 0.425
Commercial_PV | 6376 | 0.3536
Commercial_PV | 6377 | 0.1666
Commercial_PV | 6378 | 0.02465
Commercial_PV | 6379 | 0
Commercial_PV | 6380 | 0
Commercial_PV | 6381 | 0
Commercial_PV | 6382 | 0
Commercial_PV | 6383 | 0
Commercial_PV | 6384 | 0
Commercial_PV | 6385 | 0
Commercial_PV | 6386 | 0
Commercial_PV | 6387 | 0
Commercial_PV | 6388 | 0
Commercial_PV | 6389 | 0
Commercial_PV | 6390 | 0
Commercial_PV | 6391 | 0.0476
Commercial_PV | 6392 | 0.2023
Commercial_PV | 6393 | 0.2312
Commercial_PV | 6394 | 0.2516
Commercial_PV | 6395 | 0.3128
Commercial_PV | 6396 | 0.4675
Commercial_PV | 6397 | 0.53125
Commercial_PV | 6398 | 0.5338
Commercial_PV | 6399 | 0.40375
Commercial_PV | 6400 | 0.3519
Commercial_PV | 6401 | 0.17255
Commercial_PV | 6402 | 0.0187
Commercial_PV | 6403 | 0
Commercial_PV | 6404 | 0
Commercial_PV | 6405 | 0
Commercial_PV | 6406 | 0
Commercial_PV | 6407 | 0
Commercial_PV | 6408 | 0
Commercial_PV | 6409 | 0
Commercial_PV | 6410 | 0
Commercial_PV | 6411 | 0
Commercial_PV | 6412 | 0
Commercial_PV | 6413 | 0
Commercial_PV | 6414 | 0
Commercial_PV | 6415 | 0.05185
Commercial_PV | 6416 | 0.20485
Commercial_PV | 6417 | 0.3621
Commercial_PV | 6418 | 0.50235
Commercial_PV | 6419 | 0.58905
Commercial_PV | 6420 | 0.63665
Commercial_PV | 6421 | 0.6358
Commercial_PV | 6422 | 0.58055
Commercial_PV | 6423 | 0.42925
Commercial_PV | 6424 | 0.3332
Commercial_PV | 6425 | 0.17765
Commercial_PV | 6426 | 0.02125
Commercial_PV | 6427 | 0
Commercial_PV | 6428 | 0
Commercial_PV | 6429 | 0
Commercial_PV | 6430 | 0
Commercial_PV | 6431 | 0
Commercial_PV | 6432 | 0
Commercial_PV | 6433 | 0
Commercial_PV | 6434 | 0
Commercial_PV | 6435 | 0
Commercial_PV | 6436 | 0
Commercial_PV | 6437 | 0
Commercial_PV | 6438 | 0
Commercial_PV | 6439 | 0.03145
Commercial_PV | 6440 | 0.10795
Commercial_PV | 6441 | 0.3213
Commercial_PV | 6442 | 0.4811
Commercial_PV | 6443 | 0.55845
Commercial_PV | 6444 | 0.59755
Commercial_PV | 6445 | 0.53125
Commercial_PV | 6446 | 0.5406
Commercial_PV | 6447 | 0.442
Commercial_PV | 6448 | 0.3264
Commercial_PV | 6449 | 0.16235
Commercial_PV | 6450 | 0.01955
Commercial_PV | 6451 | 0
Commercial_PV | 6452 | 0
Commercial_PV | 6453 | 0
Commercial_PV | 6454 | 0
Commercial_PV | 6455 | 0
Commercial_PV | 6456 | 0
Commercial_PV | 6457 | 0
Commercial_PV | 6458 | 0
Commercial_PV | 6459 | 0
Commercial_PV | 6460 | 0
Commercial_PV | 6461 | 0
Commercial_PV | 6462 | 0
Commercial_PV | 6463 | 0.0374
Commercial_PV | 6464 | 0.19975
Commercial_PV | 6465 | 0.3315
Commercial_PV | 6466 | 0.41735
Commercial_PV | 6467 | 0.4675
Commercial_PV | 6468 | 0.5576
Commercial_PV | 6469 | 0.6086
Commercial_PV | 6470 | 0.5304
Commercial_PV | 6471 | 0.27115
Commercial_PV | 6472 | 0.31365
Commercial_PV | 6473 | 0.1734
Commercial_PV | 6474 | 0.01615
Commercial_PV | 6475 | 0
Commercial_PV | 6476 | 0
Commercial_PV | 6477 | 0
Commercial_PV | 6478 | 0
Commercial_PV | 6479 | 0
Commercial_PV | 6480 | 0
Commercial_PV | 6481 | 0
Commercial_PV | 6482 | 0
Commercial_PV | 6483 | 0
Commercial_PV | 6484 | 0
Commercial_PV | 6485 | 0
Commercial_PV | 6486 | 0
Commercial_PV | 6487 | 0.04165
Commercial_PV | 6488 | 0.19805
Commercial_PV | 6489 | 0.3485
Commercial_PV | 6490 | 0.44455
Commercial_PV | 6491 | 0.34255
Commercial_PV | 6492 | 0.5542
Commercial_PV | 6493 | 0.5304
Commercial_PV | 6494 | 0.25755
Commercial_PV | 6495 | 0.2482
Commercial_PV | 6496 | 0.2074
Commercial_PV | 6497 | 0.1122
Commercial_PV | 6498 | 0.0153
Commercial_PV | 6499 | 0
Commercial_PV | 6500 | 0
Commercial_PV | 6501 | 0
Commercial_PV | 6502 | 0
Commercial_PV | 6503 | 0
Commercial_PV | 6504 | 0
Commercial_PV | 6505 | 0
Commercial_PV | 6506 | 0
Commercial_PV | 6507 | 0
Commercial_PV | 6508 | 0
Commercial_PV | 6509 | 0
Commercial_PV | 6510 | 0
Commercial_PV | 6511 | 0.0102
Commercial_PV | 6512 | 0.0255
Commercial_PV | 6513 | 0.034
Commercial_PV | 6514 | 0.051
Commercial_PV | 6515 | 0.20315
Commercial_PV | 6516 | 0.0561
Commercial_PV | 6517 | 0.3145
Commercial_PV | 6518 | 0.49555
Commercial_PV | 6519 | 0.34255
Commercial_PV | 6520 | 0.0935
Commercial_PV | 6521 | 0.0782
Commercial_PV | 6522 | 0.0102
Commercial_PV | 6523 | 0
Commercial_PV | 6524 | 0
Commercial_PV | 6525 | 0
Commercial_PV | 6526 | 0
Commercial_PV | 6527 | 0
Commercial_PV | 6528 | 0
Commercial_PV | 6529 | 0
Commercial_PV | 6530 | 0
Commercial_PV | 6531 | 0
Commercial_PV | 6532 | 0
Commercial_PV | 6533 | 0
Commercial_PV | 6534 | 0
Commercial_PV | 6535 | 0.04505
Commercial_PV | 6536 | 0.01785
Commercial_PV | 6537 | 0.31705
Commercial_PV | 6538 | 0.2108
Commercial_PV | 6539 | 0.476
Commercial_PV | 6540 | 0.5593
Commercial_PV | 6541 | 0.59585
Commercial_PV | 6542 | 0.56355
Commercial_PV | 6543 | 0.4556
Commercial_PV | 6544 | 0.3162
Commercial_PV | 6545 | 0.17
Commercial_PV | 6546 | 0.0017
Commercial_PV | 6547 | 0
Commercial_PV | 6548 | 0
Commercial_PV | 6549 | 0
Commercial_PV | 6550 | 0
Commercial_PV | 6551 | 0
Commercial_PV | 6552 | 0
Commercial_PV | 6553 | 0
Commercial_PV | 6554 | 0
Commercial_PV | 6555 | 0
Commercial_PV | 6556 | 0
Commercial_PV | 6557 | 0
Commercial_PV | 6558 | 0
Commercial_PV | 6559 | 0.034
Commercial_PV | 6560 | 0.12665
Commercial_PV | 6561 | 0.1819
Commercial_PV | 6562 | 0.25585
Commercial_PV | 6563 | 0.3213
Commercial_PV | 6564 | 0.3961
Commercial_PV | 6565 | 0.43775
Commercial_PV | 6566 | 0.14365
Commercial_PV | 6567 | 0.39695
Commercial_PV | 6568 | 0.2295
Commercial_PV | 6569 | 0.1615
Commercial_PV | 6570 | 0.0017
Commercial_PV | 6571 | 0
Commercial_PV | 6572 | 0
Commercial_PV | 6573 | 0
Commercial_PV | 6574 | 0
Commercial_PV | 6575 | 0
Commercial_PV | 6576 | 0
Commercial_PV | 6577 | 0
Commercial_PV | 6578 | 0
Commercial_PV | 6579 | 0
Commercial_PV | 6580 | 0
Commercial_PV | 6581 | 0
Commercial_PV | 6582 | 0
Commercial_PV | 6583 | 0.03485
Commercial_PV | 6584 | 0.17085
Commercial_PV | 6585 | 0.3009
Commercial_PV | 6586 | 0.46155
Commercial_PV | 6587 | 0.5695
Commercial_PV | 6588 | 0.52615
Commercial_PV | 6589 | 0.60605
Commercial_PV | 6590 | 0.1734
Commercial_PV | 6591 | 0.1309
Commercial_PV | 6592 | 0.04165
Commercial_PV | 6593 | 0.0289
Commercial_PV | 6594 | 0
Commercial_PV | 6595 | 0
Commercial_PV | 6596 | 0
Commercial_PV | 6597 | 0
Commercial_PV | 6598 | 0
Commercial_PV | 6599 | 0
Commercial_PV | 6600 | 0
Commercial_PV | 6601 | 0
Commercial_PV | 6602 | 0
Commercial_PV | 6603 | 0
Commercial_PV | 6604 | 0
Commercial_PV | 6605 | 0
Commercial_PV | 6606 | 0
Commercial_PV | 6607 | 0.03485
Commercial_PV | 6608 | 0.19295
Commercial_PV | 6609 | 0.35955
Commercial_PV | 6610 | 0.4896
Commercial_PV | 6611 | 0.52445
Commercial_PV | 6612 | 0.61455
Commercial_PV | 6613 | 0.5984
Commercial_PV | 6614 | 0.55845
Commercial_PV | 6615 | 0.3842
Commercial_PV | 6616 | 0.2176
Commercial_PV | 6617 | 0.08585
Commercial_PV | 6618 | 0
Commercial_PV | 6619 | 0
Commercial_PV | 6620 | 0
Commercial_PV | 6621 | 0
Commercial_PV | 6622 | 0
Commercial_PV | 6623 | 0
Commercial_PV | 6624 | 0
Commercial_PV | 6625 | 0
Commercial_PV | 6626 | 0
Commercial_PV | 6627 | 0
Commercial_PV | 6628 | 0
Commercial_PV | 6629 | 0
Commercial_PV | 6630 | 0
Commercial_PV | 6631 | 0.02295
Commercial_PV | 6632 | 0.14875
Commercial_PV | 6633 | 0.2856
Commercial_PV | 6634 | 0.36465
Commercial_PV | 6635 | 0.54995
Commercial_PV | 6636 | 0.6222
Commercial_PV | 6637 | 0.52275
Commercial_PV | 6638 | 0.4862
Commercial_PV | 6639 | 0.1955
Commercial_PV | 6640 | 0.1564
Commercial_PV | 6641 | 0.13345
Commercial_PV | 6642 | 0
Commercial_PV | 6643 | 0
Commercial_PV | 6644 | 0
Commercial_PV | 6645 | 0
Commercial_PV | 6646 | 0
Commercial_PV | 6647 | 0
Commercial_PV | 6648 | 0
Commercial_PV | 6649 | 0
Commercial_PV | 6650 | 0
Commercial_PV | 6651 | 0
Commercial_PV | 6652 | 0
Commercial_PV | 6653 | 0
Commercial_PV | 6654 | 0
Commercial_PV | 6655 | 0.0289
Commercial_PV | 6656 | 0.17595
Commercial_PV | 6657 | 0.3332
Commercial_PV | 6658 | 0.4726
Commercial_PV | 6659 | 0.57205
Commercial_PV | 6660 | 0.6086
Commercial_PV | 6661 | 0.61965
Commercial_PV | 6662 | 0.5457
Commercial_PV | 6663 | 0.4386
Commercial_PV | 6664 | 0.25245
Commercial_PV | 6665 | 0.05525
Commercial_PV | 6666 | 0
Commercial_PV | 6667 | 0
Commercial_PV | 6668 | 0
Commercial_PV | 6669 | 0
Commercial_PV | 6670 | 0
Commercial_PV | 6671 | 0
Commercial_PV | 6672 | 0
Commercial_PV | 6673 | 0
Commercial_PV | 6674 | 0
Commercial_PV | 6675 | 0
Commercial_PV | 6676 | 0
Commercial_PV | 6677 | 0
Commercial_PV | 6678 | 0
Commercial_PV | 6679 | 0.01955
Commercial_PV | 6680 | 0.16575
Commercial_PV | 6681 | 0.3196
Commercial_PV | 6682 | 0.44795
Commercial_PV | 6683 | 0.5508
Commercial_PV | 6684 | 0.6018
Commercial_PV | 6685 | 0.60605
Commercial_PV | 6686 | 0.5219
Commercial_PV | 6687 | 0.4199
Commercial_PV | 6688 | 0.2618
Commercial_PV | 6689 | 0.06715
Commercial_PV | 6690 | 0
Commercial_PV | 6691 | 0
Commercial_PV | 6692 | 0
Commercial_PV | 6693 | 0
Commercial_PV | 6694 | 0
Commercial_PV | 6695 | 0
Commercial_PV | 6696 | 0
Commercial_PV | 6697 | 0
Commercial_PV | 6698 | 0
Commercial_PV | 6699 | 0
Commercial_PV | 6700 | 0
Commercial_PV | 6701 | 0
Commercial_PV | 6702 | 0
Commercial_PV | 6703 | 0.01785
Commercial_PV | 6704 | 0.18445
Commercial_PV | 6705 | 0.289
Commercial_PV | 6706 | 0.36975
Commercial_PV | 6707 | 0.55845
Commercial_PV | 6708 | 0.5882
Commercial_PV | 6709 | 0.56865
Commercial_PV | 6710 | 0.48705
Commercial_PV | 6711 | 0.4114
Commercial_PV | 6712 | 0.24905
Commercial_PV | 6713 | 0.06715
Commercial_PV | 6714 | 0
Commercial_PV | 6715 | 0
Commercial_PV | 6716 | 0
Commercial_PV | 6717 | 0
Commercial_PV | 6718 | 0
Commercial_PV | 6719 | 0
Commercial_PV | 6720 | 0
Commercial_PV | 6721 | 0
Commercial_PV | 6722 | 0
Commercial_PV | 6723 | 0
Commercial_PV | 6724 | 0
Commercial_PV | 6725 | 0
Commercial_PV | 6726 | 0
Commercial_PV | 6727 | 0.01275
Commercial_PV | 6728 | 0.07055
Commercial_PV | 6729 | 0.11815
Commercial_PV | 6730 | 0.2295
Commercial_PV | 6731 | 0.34
Commercial_PV | 6732 | 0.40545
Commercial_PV | 6733 | 0.2754
Commercial_PV | 6734 | 0.33745
Commercial_PV | 6735 | 0.1666
Commercial_PV | 6736 | 0.2346
Commercial_PV | 6737 | 0.0663
Commercial_PV | 6738 | 0
Commercial_PV | 6739 | 0
Commercial_PV | 6740 | 0
Commercial_PV | 6741 | 0
Commercial_PV | 6742 | 0
Commercial_PV | 6743 | 0
Commercial_PV | 6744 | 0
Commercial_PV | 6745 | 0
Commercial_PV | 6746 | 0
Commercial_PV | 6747 | 0
Commercial_PV | 6748 | 0
Commercial_PV | 6749 | 0
Commercial_PV | 6750 | 0
Commercial_PV | 6751 | 0.01615
Commercial_PV | 6752 | 0.13855
Commercial_PV | 6753 | 0.29325
Commercial_PV | 6754 | 0.3808
Commercial_PV | 6755 | 0.39525
Commercial_PV | 6756 | 0.48535
Commercial_PV | 6757 | 0.3723
Commercial_PV | 6758 | 0.46495
Commercial_PV | 6759 | 0.34765
Commercial_PV | 6760 | 0.2465
Commercial_PV | 6761 | 0.05865
Commercial_PV | 6762 | 0
Commercial_PV | 6763 | 0
Commercial_PV | 6764 | 0
Commercial_PV | 6765 | 0
Commercial_PV | 6766 | 0
Commercial_PV | 6767 | 0
Commercial_PV | 6768 | 0
Commercial_PV | 6769 | 0
Commercial_PV | 6770 | 0
Commercial_PV | 6771 | 0
Commercial_PV | 6772 | 0
Commercial_PV | 6773 | 0
Commercial_PV | 6774 | 0
Commercial_PV | 6775 | 0.01445
Commercial_PV | 6776 | 0.16915
Commercial_PV | 6777 | 0.3179
Commercial_PV | 6778 | 0.45135
Commercial_PV | 6779 | 0.47345
Commercial_PV | 6780 | 0.49385
Commercial_PV | 6781 | 0.5372
Commercial_PV | 6782 | 0.5083
Commercial_PV | 6783 | 0.4199
Commercial_PV | 6784 | 0.27285
Commercial_PV | 6785 | 0.05355
Commercial_PV | 6786 | 0
Commercial_PV | 6787 | 0
Commercial_PV | 6788 | 0
Commercial_PV | 6789 | 0
Commercial_PV | 6790 | 0
Commercial_PV | 6791 | 0
Commercial_PV | 6792 | 0
Commercial_PV | 6793 | 0
Commercial_PV | 6794 | 0
Commercial_PV | 6795 | 0
Commercial_PV | 6796 | 0
Commercial_PV | 6797 | 0
Commercial_PV | 6798 | 0
Commercial_PV | 6799 | 0.01275
Commercial_PV | 6800 | 0.1411
Commercial_PV | 6801 | 0.2686
Commercial_PV | 6802 | 0.4063
Commercial_PV | 6803 | 0.48365
Commercial_PV | 6804 | 0.35615
Commercial_PV | 6805 | 0.44115
Commercial_PV | 6806 | 0.459
Commercial_PV | 6807 | 0.39865
Commercial_PV | 6808 | 0.26265
Commercial_PV | 6809 | 0.06205
Commercial_PV | 6810 | 0
Commercial_PV | 6811 | 0
Commercial_PV | 6812 | 0
Commercial_PV | 6813 | 0
Commercial_PV | 6814 | 0
Commercial_PV | 6815 | 0
Commercial_PV | 6816 | 0
Commercial_PV | 6817 | 0
Commercial_PV | 6818 | 0
Commercial_PV | 6819 | 0
Commercial_PV | 6820 | 0
Commercial_PV | 6821 | 0
Commercial_PV | 6822 | 0
Commercial_PV | 6823 | 0.0017
Commercial_PV | 6824 | 0.0697
Commercial_PV | 6825 | 0.26605
Commercial_PV | 6826 | 0.04845
Commercial_PV | 6827 | 0.0544
Commercial_PV | 6828 | 0.2431
Commercial_PV | 6829 | 0.0595
Commercial_PV | 6830 | 0.07055
Commercial_PV | 6831 | 0.0799
Commercial_PV | 6832 | 0.1513
Commercial_PV | 6833 | 0.0442
Commercial_PV | 6834 | 0
Commercial_PV | 6835 | 0
Commercial_PV | 6836 | 0
Commercial_PV | 6837 | 0
Commercial_PV | 6838 | 0
Commercial_PV | 6839 | 0
Commercial_PV | 6840 | 0
Commercial_PV | 6841 | 0
Commercial_PV | 6842 | 0
Commercial_PV | 6843 | 0
Commercial_PV | 6844 | 0
Commercial_PV | 6845 | 0
Commercial_PV | 6846 | 0
Commercial_PV | 6847 | 0.0017
Commercial_PV | 6848 | 0.0544
Commercial_PV | 6849 | 0.0561
Commercial_PV | 6850 | 0.08585
Commercial_PV | 6851 | 0.17425
Commercial_PV | 6852 | 0.25075
Commercial_PV | 6853 | 0.22185
Commercial_PV | 6854 | 0.0782
Commercial_PV | 6855 | 0.1853
Commercial_PV | 6856 | 0.085
Commercial_PV | 6857 | 0.0476
Commercial_PV | 6858 | 0
Commercial_PV | 6859 | 0
Commercial_PV | 6860 | 0
Commercial_PV | 6861 | 0
Commercial_PV | 6862 | 0
Commercial_PV | 6863 | 0
Commercial_PV | 6864 | 0
Commercial_PV | 6865 | 0
Commercial_PV | 6866 | 0
Commercial_PV | 6867 | 0
Commercial_PV | 6868 | 0
Commercial_PV | 6869 | 0
Commercial_PV | 6870 | 0
Commercial_PV | 6871 | 0.0068
Commercial_PV | 6872 | 0.06545
Commercial_PV | 6873 | 0.0782
Commercial_PV | 6874 | 0.07395
Commercial_PV | 6875 | 0.08925
Commercial_PV | 6876 | 0.5542
Commercial_PV | 6877 | 0.2805
Commercial_PV | 6878 | 0.4046
Commercial_PV | 6879 | 0.3009
Commercial_PV | 6880 | 0.23885
Commercial_PV | 6881 | 0.0442
Commercial_PV | 6882 | 0
Commercial_PV | 6883 | 0
Commercial_PV | 6884 | 0
Commercial_PV | 6885 | 0
Commercial_PV | 6886 | 0
Commercial_PV | 6887 | 0
Commercial_PV | 6888 | 0
Commercial_PV | 6889 | 0
Commercial_PV | 6890 | 0
Commercial_PV | 6891 | 0
Commercial_PV | 6892 | 0
Commercial_PV | 6893 | 0
Commercial_PV | 6894 | 0
Commercial_PV | 6895 | 0
Commercial_PV | 6896 | 0.15215
Commercial_PV | 6897 | 0.30345
Commercial_PV | 6898 | 0.4029
Commercial_PV | 6899 | 0.50575
Commercial_PV | 6900 | 0.52955
Commercial_PV | 6901 | 0.5695
Commercial_PV | 6902 | 0.49215
Commercial_PV | 6903 | 0.3995
Commercial_PV | 6904 | 0.25245
Commercial_PV | 6905 | 0.04845
Commercial_PV | 6906 | 0
Commercial_PV | 6907 | 0
Commercial_PV | 6908 | 0
Commercial_PV | 6909 | 0
Commercial_PV | 6910 | 0
Commercial_PV | 6911 | 0
Commercial_PV | 6912 | 0
Commercial_PV | 6913 | 0
Commercial_PV | 6914 | 0
Commercial_PV | 6915 | 0
Commercial_PV | 6916 | 0
Commercial_PV | 6917 | 0
Commercial_PV | 6918 | 0
Commercial_PV | 6919 | 0
Commercial_PV | 6920 | 0.14705
Commercial_PV | 6921 | 0.29835
Commercial_PV | 6922 | 0.4318
Commercial_PV | 6923 | 0.51255
Commercial_PV | 6924 | 0.55675
Commercial_PV | 6925 | 0.57375
Commercial_PV | 6926 | 0.49045
Commercial_PV | 6927 | 0.34765
Commercial_PV | 6928 | 0.1989
Commercial_PV | 6929 | 0.0527
Commercial_PV | 6930 | 0
Commercial_PV | 6931 | 0
Commercial_PV | 6932 | 0
Commercial_PV | 6933 | 0
Commercial_PV | 6934 | 0
Commercial_PV | 6935 | 0
Commercial_PV | 6936 | 0
Commercial_PV | 6937 | 0
Commercial_PV | 6938 | 0
Commercial_PV | 6939 | 0
Commercial_PV | 6940 | 0
Commercial_PV | 6941 | 0
Commercial_PV | 6942 | 0
Commercial_PV | 6943 | 0
Commercial_PV | 6944 | 0.15215
Commercial_PV | 6945 | 0.2941
Commercial_PV | 6946 | 0.34085
Commercial_PV | 6947 | 0.4267
Commercial_PV | 6948 | 0.4556
Commercial_PV | 6949 | 0.49555
Commercial_PV | 6950 | 0.4284
Commercial_PV | 6951 | 0.3706
Commercial_PV | 6952 | 0.1836
Commercial_PV | 6953 | 0.04505
Commercial_PV | 6954 | 0
Commercial_PV | 6955 | 0
Commercial_PV | 6956 | 0
Commercial_PV | 6957 | 0
Commercial_PV | 6958 | 0
Commercial_PV | 6959 | 0
Commercial_PV | 6960 | 0
Commercial_PV | 6961 | 0
Commercial_PV | 6962 | 0
Commercial_PV | 6963 | 0
Commercial_PV | 6964 | 0
Commercial_PV | 6965 | 0
Commercial_PV | 6966 | 0
Commercial_PV | 6967 | 0
Commercial_PV | 6968 | 0.06545
Commercial_PV | 6969 | 0.2091
Commercial_PV | 6970 | 0.16745
Commercial_PV | 6971 | 0.3995
Commercial_PV | 6972 | 0.15045
Commercial_PV | 6973 | 0.50235
Commercial_PV | 6974 | 0.4318
Commercial_PV | 6975 | 0.32215
Commercial_PV | 6976 | 0.1241
Commercial_PV | 6977 | 0.0493
Commercial_PV | 6978 | 0
Commercial_PV | 6979 | 0
Commercial_PV | 6980 | 0
Commercial_PV | 6981 | 0
Commercial_PV | 6982 | 0
Commercial_PV | 6983 | 0
Commercial_PV | 6984 | 0
Commercial_PV | 6985 | 0
Commercial_PV | 6986 | 0
Commercial_PV | 6987 | 0
Commercial_PV | 6988 | 0
Commercial_PV | 6989 | 0
Commercial_PV | 6990 | 0
Commercial_PV | 6991 | 0
Commercial_PV | 6992 | 0.09945
Commercial_PV | 6993 | 0.18105
Commercial_PV | 6994 | 0.07395
Commercial_PV | 6995 | 0.1955
Commercial_PV | 6996 | 0.5355
Commercial_PV | 6997 | 0.38165
Commercial_PV | 6998 | 0.42245
Commercial_PV | 6999 | 0.3162
Commercial_PV | 7000 | 0.238
Commercial_PV | 7001 | 0.02975
Commercial_PV | 7002 | 0
Commercial_PV | 7003 | 0
Commercial_PV | 7004 | 0
Commercial_PV | 7005 | 0
Commercial_PV | 7006 | 0
Commercial_PV | 7007 | 0
Commercial_PV | 7008 | 0
Commercial_PV | 7009 | 0
Commercial_PV | 7010 | 0
Commercial_PV | 7011 | 0
Commercial_PV | 7012 | 0
Commercial_PV | 7013 | 0
Commercial_PV | 7014 | 0
Commercial_PV | 7015 | 0
Commercial_PV | 7016 | 0.09775
Commercial_PV | 7017 | 0.1887
Commercial_PV | 7018 | 0.153
Commercial_PV | 7019 | 0.24225
Commercial_PV | 7020 | 0.31705
Commercial_PV | 7021 | 0.0476
Commercial_PV | 7022 | 0.0425
Commercial_PV | 7023 | 0.10625
Commercial_PV | 7024 | 0.14365
Commercial_PV | 7025 | 0.0425
Commercial_PV | 7026 | 0
Commercial_PV | 7027 | 0
Commercial_PV | 7028 | 0
Commercial_PV | 7029 | 0
Commercial_PV | 7030 | 0
Commercial_PV | 7031 | 0
Commercial_PV | 7032 | 0
Commercial_PV | 7033 | 0
Commercial_PV | 7034 | 0
Commercial_PV | 7035 | 0
Commercial_PV | 7036 | 0
Commercial_PV | 7037 | 0
Commercial_PV | 7038 | 0
Commercial_PV | 7039 | 0
Commercial_PV | 7040 | 0.0697
Commercial_PV | 7041 | 0.2363
Commercial_PV | 7042 | 0.3638
Commercial_PV | 7043 | 0.22695
Commercial_PV | 7044 | 0.17595
Commercial_PV | 7045 | 0.53295
Commercial_PV | 7046 | 0.43775
Commercial_PV | 7047 | 0.3638
Commercial_PV | 7048 | 0.2244
Commercial_PV | 7049 | 0.03995
Commercial_PV | 7050 | 0
Commercial_PV | 7051 | 0
Commercial_PV | 7052 | 0
Commercial_PV | 7053 | 0
Commercial_PV | 7054 | 0
Commercial_PV | 7055 | 0
Commercial_PV | 7056 | 0
Commercial_PV | 7057 | 0
Commercial_PV | 7058 | 0
Commercial_PV | 7059 | 0
Commercial_PV | 7060 | 0
Commercial_PV | 7061 | 0
Commercial_PV | 7062 | 0
Commercial_PV | 7063 | 0
Commercial_PV | 7064 | 0.1241
Commercial_PV | 7065 | 0.27115
Commercial_PV | 7066 | 0.34935
Commercial_PV | 7067 | 0.48705
Commercial_PV | 7068 | 0.52445
Commercial_PV | 7069 | 0.5253
Commercial_PV | 7070 | 0.42415
Commercial_PV | 7071 | 0.36125
Commercial_PV | 7072 | 0.20825
Commercial_PV | 7073 | 0.04165
Commercial_PV | 7074 | 0
Commercial_PV | 7075 | 0
Commercial_PV | 7076 | 0
Commercial_PV | 7077 | 0
Commercial_PV | 7078 | 0
Commercial_PV | 7079 | 0
Commercial_PV | 7080 | 0
Commercial_PV | 7081 | 0
Commercial_PV | 7082 | 0
Commercial_PV | 7083 | 0
Commercial_PV | 7084 | 0
Commercial_PV | 7085 | 0
Commercial_PV | 7086 | 0
Commercial_PV | 7087 | 0
Commercial_PV | 7088 | 0.09945
Commercial_PV | 7089 | 0.2567
Commercial_PV | 7090 | 0.25075
Commercial_PV | 7091 | 0.4845
Commercial_PV | 7092 | 0.43605
Commercial_PV | 7093 | 0.21505
Commercial_PV | 7094 | 0.39695
Commercial_PV | 7095 | 0.27285
Commercial_PV | 7096 | 0.10285
Commercial_PV | 7097 | 0.0323
Commercial_PV | 7098 | 0
Commercial_PV | 7099 | 0
Commercial_PV | 7100 | 0
Commercial_PV | 7101 | 0
Commercial_PV | 7102 | 0
Commercial_PV | 7103 | 0
Commercial_PV | 7104 | 0
Commercial_PV | 7105 | 0
Commercial_PV | 7106 | 0
Commercial_PV | 7107 | 0
Commercial_PV | 7108 | 0
Commercial_PV | 7109 | 0
Commercial_PV | 7110 | 0
Commercial_PV | 7111 | 0
Commercial_PV | 7112 | 0.068
Commercial_PV | 7113 | 0.136
Commercial_PV | 7114 | 0.12325
Commercial_PV | 7115 | 0.38845
Commercial_PV | 7116 | 0.39185
Commercial_PV | 7117 | 0.3468
Commercial_PV | 7118 | 0.27455
Commercial_PV | 7119 | 0.2006
Commercial_PV | 7120 | 0.16065
Commercial_PV | 7121 | 0.017
Commercial_PV | 7122 | 0
Commercial_PV | 7123 | 0
Commercial_PV | 7124 | 0
Commercial_PV | 7125 | 0
Commercial_PV | 7126 | 0
Commercial_PV | 7127 | 0
Commercial_PV | 7128 | 0
Commercial_PV | 7129 | 0
Commercial_PV | 7130 | 0
Commercial_PV | 7131 | 0
Commercial_PV | 7132 | 0
Commercial_PV | 7133 | 0
Commercial_PV | 7134 | 0
Commercial_PV | 7135 | 0
Commercial_PV | 7136 | 0.04165
Commercial_PV | 7137 | 0.13345
Commercial_PV | 7138 | 0.33915
Commercial_PV | 7139 | 0.49555
Commercial_PV | 7140 | 0.45815
Commercial_PV | 7141 | 0.4879
Commercial_PV | 7142 | 0.2006
Commercial_PV | 7143 | 0.09605
Commercial_PV | 7144 | 0.1462
Commercial_PV | 7145 | 0.03315
Commercial_PV | 7146 | 0
Commercial_PV | 7147 | 0
Commercial_PV | 7148 | 0
Commercial_PV | 7149 | 0
Commercial_PV | 7150 | 0
Commercial_PV | 7151 | 0
Commercial_PV | 7152 | 0
Commercial_PV | 7153 | 0
Commercial_PV | 7154 | 0
Commercial_PV | 7155 | 0
Commercial_PV | 7156 | 0
Commercial_PV | 7157 | 0
Commercial_PV | 7158 | 0
Commercial_PV | 7159 | 0
Commercial_PV | 7160 | 0.0731
Commercial_PV | 7161 | 0.20315
Commercial_PV | 7162 | 0.35955
Commercial_PV | 7163 | 0.39185
Commercial_PV | 7164 | 0.33405
Commercial_PV | 7165 | 0.48365
Commercial_PV | 7166 | 0.41905
Commercial_PV | 7167 | 0.3485
Commercial_PV | 7168 | 0.1598
Commercial_PV | 7169 | 0.03485
Commercial_PV | 7170 | 0
Commercial_PV | 7171 | 0
Commercial_PV | 7172 | 0
Commercial_PV | 7173 | 0
Commercial_PV | 7174 | 0
Commercial_PV | 7175 | 0
Commercial_PV | 7176 | 0
Commercial_PV | 7177 | 0
Commercial_PV | 7178 | 0
Commercial_PV | 7179 | 0
Commercial_PV | 7180 | 0
Commercial_PV | 7181 | 0
Commercial_PV | 7182 | 0
Commercial_PV | 7183 | 0
Commercial_PV | 7184 | 0.09945
Commercial_PV | 7185 | 0.2567
Commercial_PV | 7186 | 0.3825
Commercial_PV | 7187 | 0.44625
Commercial_PV | 7188 | 0.5185
Commercial_PV | 7189 | 0.45135
Commercial_PV | 7190 | 0.4352
Commercial_PV | 7191 | 0.34085
Commercial_PV | 7192 | 0.1972
Commercial_PV | 7193 | 0.0323
Commercial_PV | 7194 | 0
Commercial_PV | 7195 | 0
Commercial_PV | 7196 | 0
Commercial_PV | 7197 | 0
Commercial_PV | 7198 | 0
Commercial_PV | 7199 | 0
Commercial_PV | 7200 | 0
Commercial_PV | 7201 | 0
Commercial_PV | 7202 | 0
Commercial_PV | 7203 | 0
Commercial_PV | 7204 | 0
Commercial_PV | 7205 | 0
Commercial_PV | 7206 | 0
Commercial_PV | 7207 | 0
Commercial_PV | 7208 | 0.08585
Commercial_PV | 7209 | 0.221
Commercial_PV | 7210 | 0.3298
Commercial_PV | 7211 | 0.43265
Commercial_PV | 7212 | 0.46495
Commercial_PV | 7213 | 0.44455
Commercial_PV | 7214 | 0.38845
Commercial_PV | 7215 | 0.2924
Commercial_PV | 7216 | 0.15725
Commercial_PV | 7217 | 0.0306
Commercial_PV | 7218 | 0
Commercial_PV | 7219 | 0
Commercial_PV | 7220 | 0
Commercial_PV | 7221 | 0
Commercial_PV | 7222 | 0
Commercial_PV | 7223 | 0
Commercial_PV | 7224 | 0
Commercial_PV | 7225 | 0
Commercial_PV | 7226 | 0
Commercial_PV | 7227 | 0
Commercial_PV | 7228 | 0
Commercial_PV | 7229 | 0
Commercial_PV | 7230 | 0
Commercial_PV | 7231 | 0
Commercial_PV | 7232 | 0.1037
Commercial_PV | 7233 | 0.2482
Commercial_PV | 7234 | 0.3706
Commercial_PV | 7235 | 0.41905
Commercial_PV | 7236 | 0.40375
Commercial_PV | 7237 | 0.3927
Commercial_PV | 7238 | 0.391
Commercial_PV | 7239 | 0.31705
Commercial_PV | 7240 | 0.19295
Commercial_PV | 7241 | 0.0289
Commercial_PV | 7242 | 0
Commercial_PV | 7243 | 0
Commercial_PV | 7244 | 0
Commercial_PV | 7245 | 0
Commercial_PV | 7246 | 0
Commercial_PV | 7247 | 0
Commercial_PV | 7248 | 0
Commercial_PV | 7249 | 0
Commercial_PV | 7250 | 0
Commercial_PV | 7251 | 0
Commercial_PV | 7252 | 0
Commercial_PV | 7253 | 0
Commercial_PV | 7254 | 0
Commercial_PV | 7255 | 0
Commercial_PV | 7256 | 0.09945
Commercial_PV | 7257 | 0.2448
Commercial_PV | 7258 | 0.31705
Commercial_PV | 7259 | 0.41055
Commercial_PV | 7260 | 0.4998
Commercial_PV | 7261 | 0.4845
Commercial_PV | 7262 | 0.3655
Commercial_PV | 7263 | 0.29325
Commercial_PV | 7264 | 0.17
Commercial_PV | 7265 | 0.02805
Commercial_PV | 7266 | 0
Commercial_PV | 7267 | 0
Commercial_PV | 7268 | 0
Commercial_PV | 7269 | 0
Commercial_PV | 7270 | 0
Commercial_PV | 7271 | 0
Commercial_PV | 7272 | 0
Commercial_PV | 7273 | 0
Commercial_PV | 7274 | 0
Commercial_PV | 7275 | 0
Commercial_PV | 7276 | 0
Commercial_PV | 7277 | 0
Commercial_PV | 7278 | 0
Commercial_PV | 7279 | 0
Commercial_PV | 7280 | 0.0578
Commercial_PV | 7281 | 0.25585
Commercial_PV | 7282 | 0.38165
Commercial_PV | 7283 | 0.4182
Commercial_PV | 7284 | 0.4386
Commercial_PV | 7285 | 0.46495
Commercial_PV | 7286 | 0.39185
Commercial_PV | 7287 | 0.2584
Commercial_PV | 7288 | 0.18785
Commercial_PV | 7289 | 0.02465
Commercial_PV | 7290 | 0
Commercial_PV | 7291 | 0
Commercial_PV | 7292 | 0
Commercial_PV | 7293 | 0
Commercial_PV | 7294 | 0
Commercial_PV | 7295 | 0
Commercial_PV | 7296 | 0
Commercial_PV | 7297 | 0
Commercial_PV | 7298 | 0
Commercial_PV | 7299 | 0
Commercial_PV | 7300 | 0
Commercial_PV | 7301 | 0
Commercial_PV | 7302 | 0
Commercial_PV | 7303 | 0
Commercial_PV | 7304 | 0.0527
Commercial_PV | 7305 | 0.10965
Commercial_PV | 7306 | 0.09945
Commercial_PV | 7307 | 0.18105
Commercial_PV | 7308 | 0.2533
Commercial_PV | 7309 | 0.1173
Commercial_PV | 7310 | 0.136
Commercial_PV | 7311 | 0.10455
Commercial_PV | 7312 | 0.051
Commercial_PV | 7313 | 0.01615
Commercial_PV | 7314 | 0
Commercial_PV | 7315 | 0
Commercial_PV | 7316 | 0
Commercial_PV | 7317 | 0
Commercial_PV | 7318 | 0
Commercial_PV | 7319 | 0
Commercial_PV | 7320 | 0
Commercial_PV | 7321 | 0
Commercial_PV | 7322 | 0
Commercial_PV | 7323 | 0
Commercial_PV | 7324 | 0
Commercial_PV | 7325 | 0
Commercial_PV | 7326 | 0
Commercial_PV | 7327 | 0
Commercial_PV | 7328 | 0.09945
Commercial_PV | 7329 | 0.24565
Commercial_PV | 7330 | 0.37655
Commercial_PV | 7331 | 0.4148
Commercial_PV | 7332 | 0.5049
Commercial_PV | 7333 | 0.48705
Commercial_PV | 7334 | 0.4301
Commercial_PV | 7335 | 0.22865
Commercial_PV | 7336 | 0.18785
Commercial_PV | 7337 | 0.02465
Commercial_PV | 7338 | 0
Commercial_PV | 7339 | 0
Commercial_PV | 7340 | 0
Commercial_PV | 7341 | 0
Commercial_PV | 7342 | 0
Commercial_PV | 7343 | 0
Commercial_PV | 7344 | 0
Commercial_PV | 7345 | 0
Commercial_PV | 7346 | 0
Commercial_PV | 7347 | 0
Commercial_PV | 7348 | 0
Commercial_PV | 7349 | 0
Commercial_PV | 7350 | 0
Commercial_PV | 7351 | 0
Commercial_PV | 7352 | 0.08755
Commercial_PV | 7353 | 0.24565
Commercial_PV | 7354 | 0.37655
Commercial_PV | 7355 | 0.4573
Commercial_PV | 7356 | 0.48535
Commercial_PV | 7357 | 0.4454
Commercial_PV | 7358 | 0.4199
Commercial_PV | 7359 | 0.29325
Commercial_PV | 7360 | 0.09945
Commercial_PV | 7361 | 0.0204
Commercial_PV | 7362 | 0
Commercial_PV | 7363 | 0
Commercial_PV | 7364 | 0
Commercial_PV | 7365 | 0
Commercial_PV | 7366 | 0
Commercial_PV | 7367 | 0
Commercial_PV | 7368 | 0
Commercial_PV | 7369 | 0
Commercial_PV | 7370 | 0
Commercial_PV | 7371 | 0
Commercial_PV | 7372 | 0
Commercial_PV | 7373 | 0
Commercial_PV | 7374 | 0
Commercial_PV | 7375 | 0
Commercial_PV | 7376 | 0.0918
Commercial_PV | 7377 | 0.23715
Commercial_PV | 7378 | 0.20315
Commercial_PV | 7379 | 0.45985
Commercial_PV | 7380 | 0.4794
Commercial_PV | 7381 | 0.4046
Commercial_PV | 7382 | 0.35105
Commercial_PV | 7383 | 0.26095
Commercial_PV | 7384 | 0.16065
Commercial_PV | 7385 | 0.0204
Commercial_PV | 7386 | 0
Commercial_PV | 7387 | 0
Commercial_PV | 7388 | 0
Commercial_PV | 7389 | 0
Commercial_PV | 7390 | 0
Commercial_PV | 7391 | 0
Commercial_PV | 7392 | 0
Commercial_PV | 7393 | 0
Commercial_PV | 7394 | 0
Commercial_PV | 7395 | 0
Commercial_PV | 7396 | 0
Commercial_PV | 7397 | 0
Commercial_PV | 7398 | 0
Commercial_PV | 7399 | 0
Commercial_PV | 7400 | 0.07905
Commercial_PV | 7401 | 0.2329
Commercial_PV | 7402 | 0.3485
Commercial_PV | 7403 | 0.44455
Commercial_PV | 7404 | 0.4896
Commercial_PV | 7405 | 0.47685
Commercial_PV | 7406 | 0.408
Commercial_PV | 7407 | 0.28815
Commercial_PV | 7408 | 0.16915
Commercial_PV | 7409 | 0.0204
Commercial_PV | 7410 | 0
Commercial_PV | 7411 | 0
Commercial_PV | 7412 | 0
Commercial_PV | 7413 | 0
Commercial_PV | 7414 | 0
Commercial_PV | 7415 | 0
Commercial_PV | 7416 | 0
Commercial_PV | 7417 | 0
Commercial_PV | 7418 | 0
Commercial_PV | 7419 | 0
Commercial_PV | 7420 | 0
Commercial_PV | 7421 | 0
Commercial_PV | 7422 | 0
Commercial_PV | 7423 | 0
Commercial_PV | 7424 | 0.08075
Commercial_PV | 7425 | 0.2227
Commercial_PV | 7426 | 0.34935
Commercial_PV | 7427 | 0.45815
Commercial_PV | 7428 | 0.50065
Commercial_PV | 7429 | 0.4607
Commercial_PV | 7430 | 0.3655
Commercial_PV | 7431 | 0.25755
Commercial_PV | 7432 | 0.1666
Commercial_PV | 7433 | 0.01955
Commercial_PV | 7434 | 0
Commercial_PV | 7435 | 0
Commercial_PV | 7436 | 0
Commercial_PV | 7437 | 0
Commercial_PV | 7438 | 0
Commercial_PV | 7439 | 0
Commercial_PV | 7440 | 0
Commercial_PV | 7441 | 0
Commercial_PV | 7442 | 0
Commercial_PV | 7443 | 0
Commercial_PV | 7444 | 0
Commercial_PV | 7445 | 0
Commercial_PV | 7446 | 0
Commercial_PV | 7447 | 0
Commercial_PV | 7448 | 0.0714
Commercial_PV | 7449 | 0.2261
Commercial_PV | 7450 | 0.2516
Commercial_PV | 7451 | 0.3978
Commercial_PV | 7452 | 0.44455
Commercial_PV | 7453 | 0.46155
Commercial_PV | 7454 | 0.40035
Commercial_PV | 7455 | 0.27795
Commercial_PV | 7456 | 0.1377
Commercial_PV | 7457 | 0.017
Commercial_PV | 7458 | 0
Commercial_PV | 7459 | 0
Commercial_PV | 7460 | 0
Commercial_PV | 7461 | 0
Commercial_PV | 7462 | 0
Commercial_PV | 7463 | 0
Commercial_PV | 7464 | 0
Commercial_PV | 7465 | 0
Commercial_PV | 7466 | 0
Commercial_PV | 7467 | 0
Commercial_PV | 7468 | 0
Commercial_PV | 7469 | 0
Commercial_PV | 7470 | 0
Commercial_PV | 7471 | 0
Commercial_PV | 7472 | 0.0731
Commercial_PV | 7473 | 0.22185
Commercial_PV | 7474 | 0.2992
Commercial_PV | 7475 | 0.3893
Commercial_PV | 7476 | 0.4165
Commercial_PV | 7477 | 0.37655
Commercial_PV | 7478 | 0.3485
Commercial_PV | 7479 | 0.20655
Commercial_PV | 7480 | 0.15555
Commercial_PV | 7481 | 0.017
Commercial_PV | 7482 | 0
Commercial_PV | 7483 | 0
Commercial_PV | 7484 | 0
Commercial_PV | 7485 | 0
Commercial_PV | 7486 | 0
Commercial_PV | 7487 | 0
Commercial_PV | 7488 | 0
Commercial_PV | 7489 | 0
Commercial_PV | 7490 | 0
Commercial_PV | 7491 | 0
Commercial_PV | 7492 | 0
Commercial_PV | 7493 | 0
Commercial_PV | 7494 | 0
Commercial_PV | 7495 | 0
Commercial_PV | 7496 | 0.0663
Commercial_PV | 7497 | 0.2193
Commercial_PV | 7498 | 0.34595
Commercial_PV | 7499 | 0.42755
Commercial_PV | 7500 | 0.46835
Commercial_PV | 7501 | 0.4607
Commercial_PV | 7502 | 0.4046
Commercial_PV | 7503 | 0.30175
Commercial_PV | 7504 | 0.1683
Commercial_PV | 7505 | 0.01615
Commercial_PV | 7506 | 0
Commercial_PV | 7507 | 0
Commercial_PV | 7508 | 0
Commercial_PV | 7509 | 0
Commercial_PV | 7510 | 0
Commercial_PV | 7511 | 0
Commercial_PV | 7512 | 0
Commercial_PV | 7513 | 0
Commercial_PV | 7514 | 0
Commercial_PV | 7515 | 0
Commercial_PV | 7516 | 0
Commercial_PV | 7517 | 0
Commercial_PV | 7518 | 0
Commercial_PV | 7519 | 0
Commercial_PV | 7520 | 0.0476
Commercial_PV | 7521 | 0.1343
Commercial_PV | 7522 | 0.2431
Commercial_PV | 7523 | 0.13855
Commercial_PV | 7524 | 0.2295
Commercial_PV | 7525 | 0.289
Commercial_PV | 7526 | 0.32385
Commercial_PV | 7527 | 0.2788
Commercial_PV | 7528 | 0.07905
Commercial_PV | 7529 | 0.01445
Commercial_PV | 7530 | 0
Commercial_PV | 7531 | 0
Commercial_PV | 7532 | 0
Commercial_PV | 7533 | 0
Commercial_PV | 7534 | 0
Commercial_PV | 7535 | 0
Commercial_PV | 7536 | 0
Commercial_PV | 7537 | 0
Commercial_PV | 7538 | 0
Commercial_PV | 7539 | 0
Commercial_PV | 7540 | 0
Commercial_PV | 7541 | 0
Commercial_PV | 7542 | 0
Commercial_PV | 7543 | 0
Commercial_PV | 7544 | 0.05525
Commercial_PV | 7545 | 0.1802
Commercial_PV | 7546 | 0.2907
Commercial_PV | 7547 | 0.22525
Commercial_PV | 7548 | 0.2958
Commercial_PV | 7549 | 0.2584
Commercial_PV | 7550 | 0.18445
Commercial_PV | 7551 | 0.2278
Commercial_PV | 7552 | 0.07055
Commercial_PV | 7553 | 0.0136
Commercial_PV | 7554 | 0
Commercial_PV | 7555 | 0
Commercial_PV | 7556 | 0
Commercial_PV | 7557 | 0
Commercial_PV | 7558 | 0
Commercial_PV | 7559 | 0
Commercial_PV | 7560 | 0
Commercial_PV | 7561 | 0
Commercial_PV | 7562 | 0
Commercial_PV | 7563 | 0
Commercial_PV | 7564 | 0
Commercial_PV | 7565 | 0
Commercial_PV | 7566 | 0
Commercial_PV | 7567 | 0
Commercial_PV | 7568 | 0.02805
Commercial_PV | 7569 | 0.0986
Commercial_PV | 7570 | 0.08245
Commercial_PV | 7571 | 0.1377
Commercial_PV | 7572 | 0.1394
Commercial_PV | 7573 | 0.1037
Commercial_PV | 7574 | 0.15385
Commercial_PV | 7575 | 0.18955
Commercial_PV | 7576 | 0.07905
Commercial_PV | 7577 | 0.0119
Commercial_PV | 7578 | 0
Commercial_PV | 7579 | 0
Commercial_PV | 7580 | 0
Commercial_PV | 7581 | 0
Commercial_PV | 7582 | 0
Commercial_PV | 7583 | 0
Commercial_PV | 7584 | 0
Commercial_PV | 7585 | 0
Commercial_PV | 7586 | 0
Commercial_PV | 7587 | 0
Commercial_PV | 7588 | 0
Commercial_PV | 7589 | 0
Commercial_PV | 7590 | 0
Commercial_PV | 7591 | 0
Commercial_PV | 7592 | 0.05015
Commercial_PV | 7593 | 0.17085
Commercial_PV | 7594 | 0.31535
Commercial_PV | 7595 | 0.408
Commercial_PV | 7596 | 0.41565
Commercial_PV | 7597 | 0.4046
Commercial_PV | 7598 | 0.3009
Commercial_PV | 7599 | 0.28135
Commercial_PV | 7600 | 0.05525
Commercial_PV | 7601 | 0.0119
Commercial_PV | 7602 | 0
Commercial_PV | 7603 | 0
Commercial_PV | 7604 | 0
Commercial_PV | 7605 | 0
Commercial_PV | 7606 | 0
Commercial_PV | 7607 | 0
Commercial_PV | 7608 | 0
Commercial_PV | 7609 | 0
Commercial_PV | 7610 | 0
Commercial_PV | 7611 | 0
Commercial_PV | 7612 | 0
Commercial_PV | 7613 | 0
Commercial_PV | 7614 | 0
Commercial_PV | 7615 | 0
Commercial_PV | 7616 | 0.05355
Commercial_PV | 7617 | 0.19635
Commercial_PV | 7618 | 0.31195
Commercial_PV | 7619 | 0.40375
Commercial_PV | 7620 | 0.44625
Commercial_PV | 7621 | 0.43945
Commercial_PV | 7622 | 0.3825
Commercial_PV | 7623 | 0.28135
Commercial_PV | 7624 | 0.051
Commercial_PV | 7625 | 0.0102
Commercial_PV | 7626 | 0
Commercial_PV | 7627 | 0
Commercial_PV | 7628 | 0
Commercial_PV | 7629 | 0
Commercial_PV | 7630 | 0
Commercial_PV | 7631 | 0
Commercial_PV | 7632 | 0
Commercial_PV | 7633 | 0
Commercial_PV | 7634 | 0
Commercial_PV | 7635 | 0
Commercial_PV | 7636 | 0
Commercial_PV | 7637 | 0
Commercial_PV | 7638 | 0
Commercial_PV | 7639 | 0
Commercial_PV | 7640 | 0.05015
Commercial_PV | 7641 | 0.1938
Commercial_PV | 7642 | 0.2839
Commercial_PV | 7643 | 0.39185
Commercial_PV | 7644 | 0.44285
Commercial_PV | 7645 | 0.4403
Commercial_PV | 7646 | 0.3723
Commercial_PV | 7647 | 0.2771
Commercial_PV | 7648 | 0.051
Commercial_PV | 7649 | 0.0085
Commercial_PV | 7650 | 0
Commercial_PV | 7651 | 0
Commercial_PV | 7652 | 0
Commercial_PV | 7653 | 0
Commercial_PV | 7654 | 0
Commercial_PV | 7655 | 0
Commercial_PV | 7656 | 0
Commercial_PV | 7657 | 0
Commercial_PV | 7658 | 0
Commercial_PV | 7659 | 0
Commercial_PV | 7660 | 0
Commercial_PV | 7661 | 0
Commercial_PV | 7662 | 0
Commercial_PV | 7663 | 0
Commercial_PV | 7664 | 0.04675
Commercial_PV | 7665 | 0.1921
Commercial_PV | 7666 | 0.3111
Commercial_PV | 7667 | 0.31365
Commercial_PV | 7668 | 0.41395
Commercial_PV | 7669 | 0.43265
Commercial_PV | 7670 | 0.3723
Commercial_PV | 7671 | 0.27455
Commercial_PV | 7672 | 0.0527
Commercial_PV | 7673 | 0
Commercial_PV | 7674 | 0
Commercial_PV | 7675 | 0
Commercial_PV | 7676 | 0
Commercial_PV | 7677 | 0
Commercial_PV | 7678 | 0
Commercial_PV | 7679 | 0
Commercial_PV | 7680 | 0
Commercial_PV | 7681 | 0
Commercial_PV | 7682 | 0
Commercial_PV | 7683 | 0
Commercial_PV | 7684 | 0
Commercial_PV | 7685 | 0
Commercial_PV | 7686 | 0
Commercial_PV | 7687 | 0
Commercial_PV | 7688 | 0.04505
Commercial_PV | 7689 | 0.18785
Commercial_PV | 7690 | 0.3111
Commercial_PV | 7691 | 0.3825
Commercial_PV | 7692 | 0.4199
Commercial_PV | 7693 | 0.374
Commercial_PV | 7694 | 0.2108
Commercial_PV | 7695 | 0.2295
Commercial_PV | 7696 | 0.05695
Commercial_PV | 7697 | 0
Commercial_PV | 7698 | 0
Commercial_PV | 7699 | 0
Commercial_PV | 7700 | 0
Commercial_PV | 7701 | 0
Commercial_PV | 7702 | 0
Commercial_PV | 7703 | 0
Commercial_PV | 7704 | 0
Commercial_PV | 7705 | 0
Commercial_PV | 7706 | 0
Commercial_PV | 7707 | 0
Commercial_PV | 7708 | 0
Commercial_PV | 7709 | 0
Commercial_PV | 7710 | 0
Commercial_PV | 7711 | 0
Commercial_PV | 7712 | 0.04335
Commercial_PV | 7713 | 0.1853
Commercial_PV | 7714 | 0.30855
Commercial_PV | 7715 | 0.391
Commercial_PV | 7716 | 0.4318
Commercial_PV | 7717 | 0.4318
Commercial_PV | 7718 | 0.36805
Commercial_PV | 7719 | 0.2618
Commercial_PV | 7720 | 0.04335
Commercial_PV | 7721 | 0
Commercial_PV | 7722 | 0
Commercial_PV | 7723 | 0
Commercial_PV | 7724 | 0
Commercial_PV | 7725 | 0
Commercial_PV | 7726 | 0
Commercial_PV | 7727 | 0
Commercial_PV | 7728 | 0
Commercial_PV | 7729 | 0
Commercial_PV | 7730 | 0
Commercial_PV | 7731 | 0
Commercial_PV | 7732 | 0
Commercial_PV | 7733 | 0
Commercial_PV | 7734 | 0
Commercial_PV | 7735 | 0
Commercial_PV | 7736 | 0.03655
Commercial_PV | 7737 | 0.1785
Commercial_PV | 7738 | 0.2992
Commercial_PV | 7739 | 0.3757
Commercial_PV | 7740 | 0.4216
Commercial_PV | 7741 | 0.4199
Commercial_PV | 7742 | 0.30345
Commercial_PV | 7743 | 0.2431
Commercial_PV | 7744 | 0.06205
Commercial_PV | 7745 | 0
Commercial_PV | 7746 | 0
Commercial_PV | 7747 | 0
Commercial_PV | 7748 | 0
Commercial_PV | 7749 | 0
Commercial_PV | 7750 | 0
Commercial_PV | 7751 | 0
Commercial_PV | 7752 | 0
Commercial_PV | 7753 | 0
Commercial_PV | 7754 | 0
Commercial_PV | 7755 | 0
Commercial_PV | 7756 | 0
Commercial_PV | 7757 | 0
Commercial_PV | 7758 | 0
Commercial_PV | 7759 | 0
Commercial_PV | 7760 | 0.02125
Commercial_PV | 7761 | 0.08415
Commercial_PV | 7762 | 0.02635
Commercial_PV | 7763 | 0.03655
Commercial_PV | 7764 | 0.03825
Commercial_PV | 7765 | 0.09775
Commercial_PV | 7766 | 0.04675
Commercial_PV | 7767 | 0.0238
Commercial_PV | 7768 | 0.0119
Commercial_PV | 7769 | 0
Commercial_PV | 7770 | 0
Commercial_PV | 7771 | 0
Commercial_PV | 7772 | 0
Commercial_PV | 7773 | 0
Commercial_PV | 7774 | 0
Commercial_PV | 7775 | 0
Commercial_PV | 7776 | 0
Commercial_PV | 7777 | 0
Commercial_PV | 7778 | 0
Commercial_PV | 7779 | 0
Commercial_PV | 7780 | 0
Commercial_PV | 7781 | 0
Commercial_PV | 7782 | 0
Commercial_PV | 7783 | 0
Commercial_PV | 7784 | 0.0391
Commercial_PV | 7785 | 0.0935
Commercial_PV | 7786 | 0.11985
Commercial_PV | 7787 | 0.0544
Commercial_PV | 7788 | 0.0833
Commercial_PV | 7789 | 0.0374
Commercial_PV | 7790 | 0.04505
Commercial_PV | 7791 | 0.1054
Commercial_PV | 7792 | 0.0714
Commercial_PV | 7793 | 0
Commercial_PV | 7794 | 0
Commercial_PV | 7795 | 0
Commercial_PV | 7796 | 0
Commercial_PV | 7797 | 0
Commercial_PV | 7798 | 0
Commercial_PV | 7799 | 0
Commercial_PV | 7800 | 0
Commercial_PV | 7801 | 0
Commercial_PV | 7802 | 0
Commercial_PV | 7803 | 0
Commercial_PV | 7804 | 0
Commercial_PV | 7805 | 0
Commercial_PV | 7806 | 0
Commercial_PV | 7807 | 0
Commercial_PV | 7808 | 0.02295
Commercial_PV | 7809 | 0.1343
Commercial_PV | 7810 | 0.22695
Commercial_PV | 7811 | 0.30515
Commercial_PV | 7812 | 0.408
Commercial_PV | 7813 | 0.3961
Commercial_PV | 7814 | 0.34595
Commercial_PV | 7815 | 0.2312
Commercial_PV | 7816 | 0.07055
Commercial_PV | 7817 | 0
Commercial_PV | 7818 | 0
Commercial_PV | 7819 | 0
Commercial_PV | 7820 | 0
Commercial_PV | 7821 | 0
Commercial_PV | 7822 | 0
Commercial_PV | 7823 | 0
Commercial_PV | 7824 | 0
Commercial_PV | 7825 | 0
Commercial_PV | 7826 | 0
Commercial_PV | 7827 | 0
Commercial_PV | 7828 | 0
Commercial_PV | 7829 | 0
Commercial_PV | 7830 | 0
Commercial_PV | 7831 | 0
Commercial_PV | 7832 | 0.03145
Commercial_PV | 7833 | 0.0153
Commercial_PV | 7834 | 0.0459
Commercial_PV | 7835 | 0.03315
Commercial_PV | 7836 | 0.0833
Commercial_PV | 7837 | 0.29325
Commercial_PV | 7838 | 0.1139
Commercial_PV | 7839 | 0.1394
Commercial_PV | 7840 | 0.0527
Commercial_PV | 7841 | 0
Commercial_PV | 7842 | 0
Commercial_PV | 7843 | 0
Commercial_PV | 7844 | 0
Commercial_PV | 7845 | 0
Commercial_PV | 7846 | 0
Commercial_PV | 7847 | 0
Commercial_PV | 7848 | 0
Commercial_PV | 7849 | 0
Commercial_PV | 7850 | 0
Commercial_PV | 7851 | 0
Commercial_PV | 7852 | 0
Commercial_PV | 7853 | 0
Commercial_PV | 7854 | 0
Commercial_PV | 7855 | 0
Commercial_PV | 7856 | 0.01955
Commercial_PV | 7857 | 0.102
Commercial_PV | 7858 | 0.0255
Commercial_PV | 7859 | 0.0442
Commercial_PV | 7860 | 0.16065
Commercial_PV | 7861 | 0.1989
Commercial_PV | 7862 | 0.1326
Commercial_PV | 7863 | 0.0986
Commercial_PV | 7864 | 0.05185
Commercial_PV | 7865 | 0
Commercial_PV | 7866 | 0
Commercial_PV | 7867 | 0
Commercial_PV | 7868 | 0
Commercial_PV | 7869 | 0
Commercial_PV | 7870 | 0
Commercial_PV | 7871 | 0
Commercial_PV | 7872 | 0
Commercial_PV | 7873 | 0
Commercial_PV | 7874 | 0
Commercial_PV | 7875 | 0
Commercial_PV | 7876 | 0
Commercial_PV | 7877 | 0
Commercial_PV | 7878 | 0
Commercial_PV | 7879 | 0
Commercial_PV | 7880 | 0.01955
Commercial_PV | 7881 | 0.10115
Commercial_PV | 7882 | 0.25415
Commercial_PV | 7883 | 0.3145
Commercial_PV | 7884 | 0.30345
Commercial_PV | 7885 | 0.357
Commercial_PV | 7886 | 0.17255
Commercial_PV | 7887 | 0.12325
Commercial_PV | 7888 | 0.03825
Commercial_PV | 7889 | 0
Commercial_PV | 7890 | 0
Commercial_PV | 7891 | 0
Commercial_PV | 7892 | 0
Commercial_PV | 7893 | 0
Commercial_PV | 7894 | 0
Commercial_PV | 7895 | 0
Commercial_PV | 7896 | 0
Commercial_PV | 7897 | 0
Commercial_PV | 7898 | 0
Commercial_PV | 7899 | 0
Commercial_PV | 7900 | 0
Commercial_PV | 7901 | 0
Commercial_PV | 7902 | 0
Commercial_PV | 7903 | 0
Commercial_PV | 7904 | 0.01615
Commercial_PV | 7905 | 0.1326
Commercial_PV | 7906 | 0.25755
Commercial_PV | 7907 | 0.3519
Commercial_PV | 7908 | 0.4029
Commercial_PV | 7909 | 0.40035
Commercial_PV | 7910 | 0.34255
Commercial_PV | 7911 | 0.2499
Commercial_PV | 7912 | 0.05015
Commercial_PV | 7913 | 0
Commercial_PV | 7914 | 0
Commercial_PV | 7915 | 0
Commercial_PV | 7916 | 0
Commercial_PV | 7917 | 0
Commercial_PV | 7918 | 0
Commercial_PV | 7919 | 0
Commercial_PV | 7920 | 0
Commercial_PV | 7921 | 0
Commercial_PV | 7922 | 0
Commercial_PV | 7923 | 0
Commercial_PV | 7924 | 0
Commercial_PV | 7925 | 0
Commercial_PV | 7926 | 0
Commercial_PV | 7927 | 0
Commercial_PV | 7928 | 0.0221
Commercial_PV | 7929 | 0.1547
Commercial_PV | 7930 | 0.27795
Commercial_PV | 7931 | 0.3621
Commercial_PV | 7932 | 0.40375
Commercial_PV | 7933 | 0.40375
Commercial_PV | 7934 | 0.3417
Commercial_PV | 7935 | 0.25075
Commercial_PV | 7936 | 0.0493
Commercial_PV | 7937 | 0
Commercial_PV | 7938 | 0
Commercial_PV | 7939 | 0
Commercial_PV | 7940 | 0
Commercial_PV | 7941 | 0
Commercial_PV | 7942 | 0
Commercial_PV | 7943 | 0
Commercial_PV | 7944 | 0
Commercial_PV | 7945 | 0
Commercial_PV | 7946 | 0
Commercial_PV | 7947 | 0
Commercial_PV | 7948 | 0
Commercial_PV | 7949 | 0
Commercial_PV | 7950 | 0
Commercial_PV | 7951 | 0
Commercial_PV | 7952 | 0.01955
Commercial_PV | 7953 | 0.1428
Commercial_PV | 7954 | 0.12665
Commercial_PV | 7955 | 0.2108
Commercial_PV | 7956 | 0.37655
Commercial_PV | 7957 | 0.3808
Commercial_PV | 7958 | 0.16405
Commercial_PV | 7959 | 0.13685
Commercial_PV | 7960 | 0.04675
Commercial_PV | 7961 | 0
Commercial_PV | 7962 | 0
Commercial_PV | 7963 | 0
Commercial_PV | 7964 | 0
Commercial_PV | 7965 | 0
Commercial_PV | 7966 | 0
Commercial_PV | 7967 | 0
Commercial_PV | 7968 | 0
Commercial_PV | 7969 | 0
Commercial_PV | 7970 | 0
Commercial_PV | 7971 | 0
Commercial_PV | 7972 | 0
Commercial_PV | 7973 | 0
Commercial_PV | 7974 | 0
Commercial_PV | 7975 | 0
Commercial_PV | 7976 | 0.01785
Commercial_PV | 7977 | 0.1326
Commercial_PV | 7978 | 0.26605
Commercial_PV | 7979 | 0.33405
Commercial_PV | 7980 | 0.3434
Commercial_PV | 7981 | 0.391
Commercial_PV | 7982 | 0.3366
Commercial_PV | 7983 | 0.24395
Commercial_PV | 7984 | 0.05015
Commercial_PV | 7985 | 0
Commercial_PV | 7986 | 0
Commercial_PV | 7987 | 0
Commercial_PV | 7988 | 0
Commercial_PV | 7989 | 0
Commercial_PV | 7990 | 0
Commercial_PV | 7991 | 0
Commercial_PV | 7992 | 0
Commercial_PV | 7993 | 0
Commercial_PV | 7994 | 0
Commercial_PV | 7995 | 0
Commercial_PV | 7996 | 0
Commercial_PV | 7997 | 0
Commercial_PV | 7998 | 0
Commercial_PV | 7999 | 0
Commercial_PV | 8000 | 0.01785
Commercial_PV | 8001 | 0.15215
Commercial_PV | 8002 | 0.26265
Commercial_PV | 8003 | 0.31705
Commercial_PV | 8004 | 0.39015
Commercial_PV | 8005 | 0.39355
Commercial_PV | 8006 | 0.3502
Commercial_PV | 8007 | 0.25075
Commercial_PV | 8008 | 0.0493
Commercial_PV | 8009 | 0
Commercial_PV | 8010 | 0
Commercial_PV | 8011 | 0
Commercial_PV | 8012 | 0
Commercial_PV | 8013 | 0
Commercial_PV | 8014 | 0
Commercial_PV | 8015 | 0
Commercial_PV | 8016 | 0
Commercial_PV | 8017 | 0
Commercial_PV | 8018 | 0
Commercial_PV | 8019 | 0
Commercial_PV | 8020 | 0
Commercial_PV | 8021 | 0
Commercial_PV | 8022 | 0
Commercial_PV | 8023 | 0
Commercial_PV | 8024 | 0.00255
Commercial_PV | 8025 | 0.14025
Commercial_PV | 8026 | 0.25755
Commercial_PV | 8027 | 0.36635
Commercial_PV | 8028 | 0.39185
Commercial_PV | 8029 | 0.4029
Commercial_PV | 8030 | 0.35105
Commercial_PV | 8031 | 0.25075
Commercial_PV | 8032 | 0.0442
Commercial_PV | 8033 | 0
Commercial_PV | 8034 | 0
Commercial_PV | 8035 | 0
Commercial_PV | 8036 | 0
Commercial_PV | 8037 | 0
Commercial_PV | 8038 | 0
Commercial_PV | 8039 | 0
Commercial_PV | 8040 | 0
Commercial_PV | 8041 | 0
Commercial_PV | 8042 | 0
Commercial_PV | 8043 | 0
Commercial_PV | 8044 | 0
Commercial_PV | 8045 | 0
Commercial_PV | 8046 | 0
Commercial_PV | 8047 | 0
Commercial_PV | 8048 | 0.00255
Commercial_PV | 8049 | 0.1496
Commercial_PV | 8050 | 0.22015
Commercial_PV | 8051 | 0.24735
Commercial_PV | 8052 | 0.3757
Commercial_PV | 8053 | 0.28309
Commercial_PV | 8054 | 0.10625
Commercial_PV | 8055 | 0.1139
Commercial_PV | 8056 | 0.05525
Commercial_PV | 8057 | 0
Commercial_PV | 8058 | 0
Commercial_PV | 8059 | 0
Commercial_PV | 8060 | 0
Commercial_PV | 8061 | 0
Commercial_PV | 8062 | 0
Commercial_PV | 8063 | 0
Commercial_PV | 8064 | 0
Commercial_PV | 8065 | 0
Commercial_PV | 8066 | 0
Commercial_PV | 8067 | 0
Commercial_PV | 8068 | 0
Commercial_PV | 8069 | 0
Commercial_PV | 8070 | 0
Commercial_PV | 8071 | 0
Commercial_PV | 8072 | 0.0017
Commercial_PV | 8073 | 0.1394
Commercial_PV | 8074 | 0.24565
Commercial_PV | 8075 | 0.3468
Commercial_PV | 8076 | 0.3978
Commercial_PV | 8077 | 0.38505
Commercial_PV | 8078 | 0.33405
Commercial_PV | 8079 | 0.24565
Commercial_PV | 8080 | 0.04845
Commercial_PV | 8081 | 0
Commercial_PV | 8082 | 0
Commercial_PV | 8083 | 0
Commercial_PV | 8084 | 0
Commercial_PV | 8085 | 0
Commercial_PV | 8086 | 0
Commercial_PV | 8087 | 0
Commercial_PV | 8088 | 0
Commercial_PV | 8089 | 0
Commercial_PV | 8090 | 0
Commercial_PV | 8091 | 0
Commercial_PV | 8092 | 0
Commercial_PV | 8093 | 0
Commercial_PV | 8094 | 0
Commercial_PV | 8095 | 0
Commercial_PV | 8096 | 0.0017
Commercial_PV | 8097 | 0.1462
Commercial_PV | 8098 | 0.26265
Commercial_PV | 8099 | 0.3502
Commercial_PV | 8100 | 0.36295
Commercial_PV | 8101 | 0.357
Commercial_PV | 8102 | 0.33575
Commercial_PV | 8103 | 0.24395
Commercial_PV | 8104 | 0.0425
Commercial_PV | 8105 | 0
Commercial_PV | 8106 | 0
Commercial_PV | 8107 | 0
Commercial_PV | 8108 | 0
Commercial_PV | 8109 | 0
Commercial_PV | 8110 | 0
Commercial_PV | 8111 | 0
Commercial_PV | 8112 | 0
Commercial_PV | 8113 | 0
Commercial_PV | 8114 | 0
Commercial_PV | 8115 | 0
Commercial_PV | 8116 | 0
Commercial_PV | 8117 | 0
Commercial_PV | 8118 | 0
Commercial_PV | 8119 | 0
Commercial_PV | 8120 | 0
Commercial_PV | 8121 | 0.06545
Commercial_PV | 8122 | 0.2006
Commercial_PV | 8123 | 0.3077
Commercial_PV | 8124 | 0.38165
Commercial_PV | 8125 | 0.23545
Commercial_PV | 8126 | 0.22525
Commercial_PV | 8127 | 0.1683
Commercial_PV | 8128 | 0.0612
Commercial_PV | 8129 | 0
Commercial_PV | 8130 | 0
Commercial_PV | 8131 | 0
Commercial_PV | 8132 | 0
Commercial_PV | 8133 | 0
Commercial_PV | 8134 | 0
Commercial_PV | 8135 | 0
Commercial_PV | 8136 | 0
Commercial_PV | 8137 | 0
Commercial_PV | 8138 | 0
Commercial_PV | 8139 | 0
Commercial_PV | 8140 | 0
Commercial_PV | 8141 | 0
Commercial_PV | 8142 | 0
Commercial_PV | 8143 | 0
Commercial_PV | 8144 | 0
Commercial_PV | 8145 | 0.1445
Commercial_PV | 8146 | 0.20825
Commercial_PV | 8147 | 0.3468
Commercial_PV | 8148 | 0.40375
Commercial_PV | 8149 | 0.34
Commercial_PV | 8150 | 0.29325
Commercial_PV | 8151 | 0.1003
Commercial_PV | 8152 | 0.0187
Commercial_PV | 8153 | 0
Commercial_PV | 8154 | 0
Commercial_PV | 8155 | 0
Commercial_PV | 8156 | 0
Commercial_PV | 8157 | 0
Commercial_PV | 8158 | 0
Commercial_PV | 8159 | 0
Commercial_PV | 8160 | 0
Commercial_PV | 8161 | 0
Commercial_PV | 8162 | 0
Commercial_PV | 8163 | 0
Commercial_PV | 8164 | 0
Commercial_PV | 8165 | 0
Commercial_PV | 8166 | 0
Commercial_PV | 8167 | 0
Commercial_PV | 8168 | 0
Commercial_PV | 8169 | 0.06885
Commercial_PV | 8170 | 0.085
Commercial_PV | 8171 | 0.0935
Commercial_PV | 8172 | 0.2023
Commercial_PV | 8173 | 0.05355
Commercial_PV | 8174 | 0.0833
Commercial_PV | 8175 | 0.10795
Commercial_PV | 8176 | 0.06205
Commercial_PV | 8177 | 0
Commercial_PV | 8178 | 0
Commercial_PV | 8179 | 0
Commercial_PV | 8180 | 0
Commercial_PV | 8181 | 0
Commercial_PV | 8182 | 0
Commercial_PV | 8183 | 0
Commercial_PV | 8184 | 0
Commercial_PV | 8185 | 0
Commercial_PV | 8186 | 0
Commercial_PV | 8187 | 0
Commercial_PV | 8188 | 0
Commercial_PV | 8189 | 0
Commercial_PV | 8190 | 0
Commercial_PV | 8191 | 0
Commercial_PV | 8192 | 0
Commercial_PV | 8193 | 0.13685
Commercial_PV | 8194 | 0.25415
Commercial_PV | 8195 | 0.3468
Commercial_PV | 8196 | 0.3995
Commercial_PV | 8197 | 0.391
Commercial_PV | 8198 | 0.3349
Commercial_PV | 8199 | 0.238
Commercial_PV | 8200 | 0.0442
Commercial_PV | 8201 | 0
Commercial_PV | 8202 | 0
Commercial_PV | 8203 | 0
Commercial_PV | 8204 | 0
Commercial_PV | 8205 | 0
Commercial_PV | 8206 | 0
Commercial_PV | 8207 | 0
Commercial_PV | 8208 | 0
Commercial_PV | 8209 | 0
Commercial_PV | 8210 | 0
Commercial_PV | 8211 | 0
Commercial_PV | 8212 | 0
Commercial_PV | 8213 | 0
Commercial_PV | 8214 | 0
Commercial_PV | 8215 | 0
Commercial_PV | 8216 | 0
Commercial_PV | 8217 | 0.1343
Commercial_PV | 8218 | 0.2516
Commercial_PV | 8219 | 0.34255
Commercial_PV | 8220 | 0.39015
Commercial_PV | 8221 | 0.3876
Commercial_PV | 8222 | 0.33405
Commercial_PV | 8223 | 0.2346
Commercial_PV | 8224 | 0.0493
Commercial_PV | 8225 | 0
Commercial_PV | 8226 | 0
Commercial_PV | 8227 | 0
Commercial_PV | 8228 | 0
Commercial_PV | 8229 | 0
Commercial_PV | 8230 | 0
Commercial_PV | 8231 | 0
Commercial_PV | 8232 | 0
Commercial_PV | 8233 | 0
Commercial_PV | 8234 | 0
Commercial_PV | 8235 | 0
Commercial_PV | 8236 | 0
Commercial_PV | 8237 | 0
Commercial_PV | 8238 | 0
Commercial_PV | 8239 | 0
Commercial_PV | 8240 | 0
Commercial_PV | 8241 | 0.1241
Commercial_PV | 8242 | 0.2142
Commercial_PV | 8243 | 0.33745
Commercial_PV | 8244 | 0.38675
Commercial_PV | 8245 | 0.3655
Commercial_PV | 8246 | 0.29495
Commercial_PV | 8247 | 0.2397
Commercial_PV | 8248 | 0.05185
Commercial_PV | 8249 | 0
Commercial_PV | 8250 | 0
Commercial_PV | 8251 | 0
Commercial_PV | 8252 | 0
Commercial_PV | 8253 | 0
Commercial_PV | 8254 | 0
Commercial_PV | 8255 | 0
Commercial_PV | 8256 | 0
Commercial_PV | 8257 | 0
Commercial_PV | 8258 | 0
Commercial_PV | 8259 | 0
Commercial_PV | 8260 | 0
Commercial_PV | 8261 | 0
Commercial_PV | 8262 | 0
Commercial_PV | 8263 | 0
Commercial_PV | 8264 | 0
Commercial_PV | 8265 | 0.10128
Commercial_PV | 8266 | 0.0306
Commercial_PV | 8267 | 0.0578
Commercial_PV | 8268 | 0.034
Commercial_PV | 8269 | 0.034
Commercial_PV | 8270 | 0.08245
Commercial_PV | 8271 | 0.08755
Commercial_PV | 8272 | 0.05355
Commercial_PV | 8273 | 0
Commercial_PV | 8274 | 0
Commercial_PV | 8275 | 0
Commercial_PV | 8276 | 0
Commercial_PV | 8277 | 0
Commercial_PV | 8278 | 0
Commercial_PV | 8279 | 0
Commercial_PV | 8280 | 0
Commercial_PV | 8281 | 0
Commercial_PV | 8282 | 0
Commercial_PV | 8283 | 0
Commercial_PV | 8284 | 0
Commercial_PV | 8285 | 0
Commercial_PV | 8286 | 0
Commercial_PV | 8287 | 0
Commercial_PV | 8288 | 0
Commercial_PV | 8289 | 0.1258
Commercial_PV | 8290 | 0.2431
Commercial_PV | 8291 | 0.32895
Commercial_PV | 8292 | 0.3808
Commercial_PV | 8293 | 0.3638
Commercial_PV | 8294 | 0.3247
Commercial_PV | 8295 | 0.23885
Commercial_PV | 8296 | 0.04335
Commercial_PV | 8297 | 0
Commercial_PV | 8298 | 0
Commercial_PV | 8299 | 0
Commercial_PV | 8300 | 0
Commercial_PV | 8301 | 0
Commercial_PV | 8302 | 0
Commercial_PV | 8303 | 0
Commercial_PV | 8304 | 0
Commercial_PV | 8305 | 0
Commercial_PV | 8306 | 0
Commercial_PV | 8307 | 0
Commercial_PV | 8308 | 0
Commercial_PV | 8309 | 0
Commercial_PV | 8310 | 0
Commercial_PV | 8311 | 0
Commercial_PV | 8312 | 0
Commercial_PV | 8313 | 0.12155
Commercial_PV | 8314 | 0.2397
Commercial_PV | 8315 | 0.32215
Commercial_PV | 8316 | 0.3655
Commercial_PV | 8317 | 0.3825
Commercial_PV | 8318 | 0.3077
Commercial_PV | 8319 | 0.22695
Commercial_PV | 8320 | 0.04165
Commercial_PV | 8321 | 0
Commercial_PV | 8322 | 0
Commercial_PV | 8323 | 0
Commercial_PV | 8324 | 0
Commercial_PV | 8325 | 0
Commercial_PV | 8326 | 0
Commercial_PV | 8327 | 0
Commercial_PV | 8328 | 0
Commercial_PV | 8329 | 0
Commercial_PV | 8330 | 0
Commercial_PV | 8331 | 0
Commercial_PV | 8332 | 0
Commercial_PV | 8333 | 0
Commercial_PV | 8334 | 0
Commercial_PV | 8335 | 0
Commercial_PV | 8336 | 0
Commercial_PV | 8337 | 0.12155
Commercial_PV | 8338 | 0.17765
Commercial_PV | 8339 | 0.1887
Commercial_PV | 8340 | 0.2295
Commercial_PV | 8341 | 0.3009
Commercial_PV | 8342 | 0.1734
Commercial_PV | 8343 | 0.03485
Commercial_PV | 8344 | 0.0544
Commercial_PV | 8345 | 0
Commercial_PV | 8346 | 0
Commercial_PV | 8347 | 0
Commercial_PV | 8348 | 0
Commercial_PV | 8349 | 0
Commercial_PV | 8350 | 0
Commercial_PV | 8351 | 0
Commercial_PV | 8352 | 0
Commercial_PV | 8353 | 0
Commercial_PV | 8354 | 0
Commercial_PV | 8355 | 0
Commercial_PV | 8356 | 0
Commercial_PV | 8357 | 0
Commercial_PV | 8358 | 0
Commercial_PV | 8359 | 0
Commercial_PV | 8360 | 0
Commercial_PV | 8361 | 0.0969
Commercial_PV | 8362 | 0.24055
Commercial_PV | 8363 | 0.32725
Commercial_PV | 8364 | 0.3366
Commercial_PV | 8365 | 0.2431
Commercial_PV | 8366 | 0.2159
Commercial_PV | 8367 | 0.02125
Commercial_PV | 8368 | 0.0459
Commercial_PV | 8369 | 0
Commercial_PV | 8370 | 0
Commercial_PV | 8371 | 0
Commercial_PV | 8372 | 0
Commercial_PV | 8373 | 0
Commercial_PV | 8374 | 0
Commercial_PV | 8375 | 0
Commercial_PV | 8376 | 0
Commercial_PV | 8377 | 0
Commercial_PV | 8378 | 0
Commercial_PV | 8379 | 0
Commercial_PV | 8380 | 0
Commercial_PV | 8381 | 0
Commercial_PV | 8382 | 0
Commercial_PV | 8383 | 0
Commercial_PV | 8384 | 0
Commercial_PV | 8385 | 0.10795
Commercial_PV | 8386 | 0.1955
Commercial_PV | 8387 | 0.14365
Commercial_PV | 8388 | 0.26435
Commercial_PV | 8389 | 0.03315
Commercial_PV | 8390 | 0.33915
Commercial_PV | 8391 | 0.23715
Commercial_PV | 8392 | 0.0425
Commercial_PV | 8393 | 0
Commercial_PV | 8394 | 0
Commercial_PV | 8395 | 0
Commercial_PV | 8396 | 0
Commercial_PV | 8397 | 0
Commercial_PV | 8398 | 0
Commercial_PV | 8399 | 0
Commercial_PV | 8400 | 0
Commercial_PV | 8401 | 0
Commercial_PV | 8402 | 0
Commercial_PV | 8403 | 0
Commercial_PV | 8404 | 0
Commercial_PV | 8405 | 0
Commercial_PV | 8406 | 0
Commercial_PV | 8407 | 0
Commercial_PV | 8408 | 0
Commercial_PV | 8409 | 0.11985
Commercial_PV | 8410 | 0.1785
Commercial_PV | 8411 | 0.10965
Commercial_PV | 8412 | 0.068
Commercial_PV | 8413 | 0.3876
Commercial_PV | 8414 | 0.19125
Commercial_PV | 8415 | 0.23715
Commercial_PV | 8416 | 0.0425
Commercial_PV | 8417 | 0
Commercial_PV | 8418 | 0
Commercial_PV | 8419 | 0
Commercial_PV | 8420 | 0
Commercial_PV | 8421 | 0
Commercial_PV | 8422 | 0
Commercial_PV | 8423 | 0
Commercial_PV | 8424 | 0
Commercial_PV | 8425 | 0
Commercial_PV | 8426 | 0
Commercial_PV | 8427 | 0
Commercial_PV | 8428 | 0
Commercial_PV | 8429 | 0
Commercial_PV | 8430 | 0
Commercial_PV | 8431 | 0
Commercial_PV | 8432 | 0
Commercial_PV | 8433 | 0.02635
Commercial_PV | 8434 | 0.1785
Commercial_PV | 8435 | 0.17085
Commercial_PV | 8436 | 0.14365
Commercial_PV | 8437 | 0.2601
Commercial_PV | 8438 | 0.26095
Commercial_PV | 8439 | 0.13175
Commercial_PV | 8440 | 0.0629
Commercial_PV | 8441 | 0
Commercial_PV | 8442 | 0
Commercial_PV | 8443 | 0
Commercial_PV | 8444 | 0
Commercial_PV | 8445 | 0
Commercial_PV | 8446 | 0
Commercial_PV | 8447 | 0
Commercial_PV | 8448 | 0
Commercial_PV | 8449 | 0
Commercial_PV | 8450 | 0
Commercial_PV | 8451 | 0
Commercial_PV | 8452 | 0
Commercial_PV | 8453 | 0
Commercial_PV | 8454 | 0
Commercial_PV | 8455 | 0
Commercial_PV | 8456 | 0
Commercial_PV | 8457 | 0.06205
Commercial_PV | 8458 | 0.1156
Commercial_PV | 8459 | 0.13515
Commercial_PV | 8460 | 0.1309
Commercial_PV | 8461 | 0.23035
Commercial_PV | 8462 | 0.2363
Commercial_PV | 8463 | 0.12325
Commercial_PV | 8464 | 0.0595
Commercial_PV | 8465 | 0
Commercial_PV | 8466 | 0
Commercial_PV | 8467 | 0
Commercial_PV | 8468 | 0
Commercial_PV | 8469 | 0
Commercial_PV | 8470 | 0
Commercial_PV | 8471 | 0
Commercial_PV | 8472 | 0
Commercial_PV | 8473 | 0
Commercial_PV | 8474 | 0
Commercial_PV | 8475 | 0
Commercial_PV | 8476 | 0
Commercial_PV | 8477 | 0
Commercial_PV | 8478 | 0
Commercial_PV | 8479 | 0
Commercial_PV | 8480 | 0
Commercial_PV | 8481 | 0.05695
Commercial_PV | 8482 | 0.08075
Commercial_PV | 8483 | 0.22695
Commercial_PV | 8484 | 0.33405
Commercial_PV | 8485 | 0.2108
Commercial_PV | 8486 | 0.25415
Commercial_PV | 8487 | 0.13005
Commercial_PV | 8488 | 0.05865
Commercial_PV | 8489 | 0
Commercial_PV | 8490 | 0
Commercial_PV | 8491 | 0
Commercial_PV | 8492 | 0
Commercial_PV | 8493 | 0
Commercial_PV | 8494 | 0
Commercial_PV | 8495 | 0
Commercial_PV | 8496 | 0
Commercial_PV | 8497 | 0
Commercial_PV | 8498 | 0
Commercial_PV | 8499 | 0
Commercial_PV | 8500 | 0
Commercial_PV | 8501 | 0
Commercial_PV | 8502 | 0
Commercial_PV | 8503 | 0
Commercial_PV | 8504 | 0
Commercial_PV | 8505 | 0.07395
Commercial_PV | 8506 | 0.19465
Commercial_PV | 8507 | 0.25585
Commercial_PV | 8508 | 0.31365
Commercial_PV | 8509 | 0.3332
Commercial_PV | 8510 | 0.31535
Commercial_PV | 8511 | 0.1649
Commercial_PV | 8512 | 0.06545
Commercial_PV | 8513 | 0
Commercial_PV | 8514 | 0
Commercial_PV | 8515 | 0
Commercial_PV | 8516 | 0
Commercial_PV | 8517 | 0
Commercial_PV | 8518 | 0
Commercial_PV | 8519 | 0
Commercial_PV | 8520 | 0
Commercial_PV | 8521 | 0
Commercial_PV | 8522 | 0
Commercial_PV | 8523 | 0
Commercial_PV | 8524 | 0
Commercial_PV | 8525 | 0
Commercial_PV | 8526 | 0
Commercial_PV | 8527 | 0
Commercial_PV | 8528 | 0
Commercial_PV | 8529 | 0.06715
Commercial_PV | 8530 | 0.06715
Commercial_PV | 8531 | 0.0578
Commercial_PV | 8532 | 0.0425
Commercial_PV | 8533 | 0.05695
Commercial_PV | 8534 | 0.02975
Commercial_PV | 8535 | 0.15895
Commercial_PV | 8536 | 0.0527
Commercial_PV | 8537 | 0
Commercial_PV | 8538 | 0
Commercial_PV | 8539 | 0
Commercial_PV | 8540 | 0
Commercial_PV | 8541 | 0
Commercial_PV | 8542 | 0
Commercial_PV | 8543 | 0
Commercial_PV | 8544 | 0
Commercial_PV | 8545 | 0
Commercial_PV | 8546 | 0
Commercial_PV | 8547 | 0
Commercial_PV | 8548 | 0
Commercial_PV | 8549 | 0
Commercial_PV | 8550 | 0
Commercial_PV | 8551 | 0
Commercial_PV | 8552 | 0
Commercial_PV | 8553 | 0.05015
Commercial_PV | 8554 | 0.11645
Commercial_PV | 8555 | 0.04165
Commercial_PV | 8556 | 0.04165
Commercial_PV | 8557 | 0.0408
Commercial_PV | 8558 | 0.03485
Commercial_PV | 8559 | 0.0578
Commercial_PV | 8560 | 0.05525
Commercial_PV | 8561 | 0
Commercial_PV | 8562 | 0
Commercial_PV | 8563 | 0
Commercial_PV | 8564 | 0
Commercial_PV | 8565 | 0
Commercial_PV | 8566 | 0
Commercial_PV | 8567 | 0
Commercial_PV | 8568 | 0
Commercial_PV | 8569 | 0
Commercial_PV | 8570 | 0
Commercial_PV | 8571 | 0
Commercial_PV | 8572 | 0
Commercial_PV | 8573 | 0
Commercial_PV | 8574 | 0
Commercial_PV | 8575 | 0
Commercial_PV | 8576 | 0
Commercial_PV | 8577 | 0.06885
Commercial_PV | 8578 | 0.1717
Commercial_PV | 8579 | 0.18785
Commercial_PV | 8580 | 0.3332
Commercial_PV | 8581 | 0.38675
Commercial_PV | 8582 | 0.34085
Commercial_PV | 8583 | 0.2465
Commercial_PV | 8584 | 0.05695
Commercial_PV | 8585 | 0
Commercial_PV | 8586 | 0
Commercial_PV | 8587 | 0
Commercial_PV | 8588 | 0
Commercial_PV | 8589 | 0
Commercial_PV | 8590 | 0
Commercial_PV | 8591 | 0
Commercial_PV | 8592 | 0
Commercial_PV | 8593 | 0
Commercial_PV | 8594 | 0
Commercial_PV | 8595 | 0
Commercial_PV | 8596 | 0
Commercial_PV | 8597 | 0
Commercial_PV | 8598 | 0
Commercial_PV | 8599 | 0
Commercial_PV | 8600 | 0
Commercial_PV | 8601 | 0.0935
Commercial_PV | 8602 | 0.2329
Commercial_PV | 8603 | 0.29325
Commercial_PV | 8604 | 0.3587
Commercial_PV | 8605 | 0.35785
Commercial_PV | 8606 | 0.3026
Commercial_PV | 8607 | 0.22185
Commercial_PV | 8608 | 0.04165
Commercial_PV | 8609 | 0
Commercial_PV | 8610 | 0
Commercial_PV | 8611 | 0
Commercial_PV | 8612 | 0
Commercial_PV | 8613 | 0
Commercial_PV | 8614 | 0
Commercial_PV | 8615 | 0
Commercial_PV | 8616 | 0
Commercial_PV | 8617 | 0
Commercial_PV | 8618 | 0
Commercial_PV | 8619 | 0
Commercial_PV | 8620 | 0
Commercial_PV | 8621 | 0
Commercial_PV | 8622 | 0
Commercial_PV | 8623 | 0
Commercial_PV | 8624 | 0
Commercial_PV | 8625 | 0.0901
Commercial_PV | 8626 | 0.2142
Commercial_PV | 8627 | 0.15385
Commercial_PV | 8628 | 0.1309
Commercial_PV | 8629 | 0.05865
Commercial_PV | 8630 | 0.04165
Commercial_PV | 8631 | 0.0391
Commercial_PV | 8632 | 0.05695
Commercial_PV | 8633 | 0
Commercial_PV | 8634 | 0
Commercial_PV | 8635 | 0
Commercial_PV | 8636 | 0
Commercial_PV | 8637 | 0
Commercial_PV | 8638 | 0
Commercial_PV | 8639 | 0
Commercial_PV | 8640 | 0
Commercial_PV | 8641 | 0
Commercial_PV | 8642 | 0
Commercial_PV | 8643 | 0
Commercial_PV | 8644 | 0
Commercial_PV | 8645 | 0
Commercial_PV | 8646 | 0
Commercial_PV | 8647 | 0
Commercial_PV | 8648 | 0
Commercial_PV | 8649 | 0.1054
Commercial_PV | 8650 | 0.1802
Commercial_PV | 8651 | 0.29665
Commercial_PV | 8652 | 0.28305
Commercial_PV | 8653 | 0.34
Commercial_PV | 8654 | 0.3043
Commercial_PV | 8655 | 0.15385
Commercial_PV | 8656 | 0.04845
Commercial_PV | 8657 | 0
Commercial_PV | 8658 | 0
Commercial_PV | 8659 | 0
Commercial_PV | 8660 | 0
Commercial_PV | 8661 | 0
Commercial_PV | 8662 | 0
Commercial_PV | 8663 | 0
Commercial_PV | 8664 | 0
Commercial_PV | 8665 | 0
Commercial_PV | 8666 | 0
Commercial_PV | 8667 | 0
Commercial_PV | 8668 | 0
Commercial_PV | 8669 | 0
Commercial_PV | 8670 | 0
Commercial_PV | 8671 | 0
Commercial_PV | 8672 | 0
Commercial_PV | 8673 | 0.10625
Commercial_PV | 8674 | 0.1955
Commercial_PV | 8675 | 0.2907
Commercial_PV | 8676 | 0.27625
Commercial_PV | 8677 | 0.36635
Commercial_PV | 8678 | 0.3332
Commercial_PV | 8679 | 0.2516
Commercial_PV | 8680 | 0.0561
Commercial_PV | 8681 | 0
Commercial_PV | 8682 | 0
Commercial_PV | 8683 | 0
Commercial_PV | 8684 | 0
Commercial_PV | 8685 | 0
Commercial_PV | 8686 | 0
Commercial_PV | 8687 | 0
Commercial_PV | 8688 | 0
Commercial_PV | 8689 | 0
Commercial_PV | 8690 | 0
Commercial_PV | 8691 | 0
Commercial_PV | 8692 | 0
Commercial_PV | 8693 | 0
Commercial_PV | 8694 | 0
Commercial_PV | 8695 | 0
Commercial_PV | 8696 | 0
Commercial_PV | 8697 | 0.0561
Commercial_PV | 8698 | 0.21335
Commercial_PV | 8699 | 0.0306
Commercial_PV | 8700 | 0.2669
Commercial_PV | 8701 | 0.2941
Commercial_PV | 8702 | 0.26265
Commercial_PV | 8703 | 0.25415
Commercial_PV | 8704 | 0.0442
Commercial_PV | 8705 | 0
Commercial_PV | 8706 | 0
Commercial_PV | 8707 | 0
Commercial_PV | 8708 | 0
Commercial_PV | 8709 | 0
Commercial_PV | 8710 | 0
Commercial_PV | 8711 | 0
Commercial_PV | 8712 | 0
Commercial_PV | 8713 | 0
Commercial_PV | 8714 | 0
Commercial_PV | 8715 | 0
Commercial_PV | 8716 | 0
Commercial_PV | 8717 | 0
Commercial_PV | 8718 | 0
Commercial_PV | 8719 | 0
Commercial_PV | 8720 | 0
Commercial_PV | 8721 | 0.01275
Commercial_PV | 8722 | 0.14365
Commercial_PV | 8723 | 0.2839
Commercial_PV | 8724 | 0.3808
Commercial_PV | 8725 | 0.3587
Commercial_PV | 8726 | 0.27115
Commercial_PV | 8727 | 0.12835
Commercial_PV | 8728 | 0.05695
Commercial_PV | 8729 | 0
Commercial_PV | 8730 | 0
Commercial_PV | 8731 | 0
Commercial_PV | 8732 | 0
Commercial_PV | 8733 | 0
Commercial_PV | 8734 | 0
Commercial_PV | 8735 | 0
Commercial_PV | 8736 | 0
Commercial_PV | 8737 | 0
Commercial_PV | 8738 | 0
Commercial_PV | 8739 | 0
Commercial_PV | 8740 | 0
Commercial_PV | 8741 | 0
Commercial_PV | 8742 | 0
Commercial_PV | 8743 | 0
Commercial_PV | 8744 | 0
Commercial_PV | 8745 | 0.1071
Commercial_PV | 8746 | 0.2295
Commercial_PV | 8747 | 0.323
Commercial_PV | 8748 | 0.37485
Commercial_PV | 8749 | 0.3808
Commercial_PV | 8750 | 0.34255
Commercial_PV | 8751 | 0.25415
Commercial_PV | 8752 | 0.0493
Commercial_PV | 8753 | 0
Commercial_PV | 8754 | 0
Commercial_PV | 8755 | 0
Commercial_PV | 8756 | 0
Commercial_PV | 8757 | 0
Commercial_PV | 8758 | 0
Commercial_PV | 8759 | 0
Commercial_PV | 8760 | 0
Central_PV-1 | 1 | 0
Central_PV-1 | 2 | 0
Central_PV-1 | 3 | 0
Central_PV-1 | 4 | 0
Central_PV-1 | 5 | 0
Central_PV-1 | 6 | 0
Central_PV-1 | 7 | 0
Central_PV-1 | 8 | 0
Central_PV-1 | 9 | 0.0828
Central_PV-1 | 10 | 0.1746
Central_PV-1 | 11 | 0.2511
Central_PV-1 | 12 | 0.3114
Central_PV-1 | 13 | 0.3708
Central_PV-1 | 14 | 0.3645
Central_PV-1 | 15 | 0.2538
Central_PV-1 | 16 | 0.0756
Central_PV-1 | 17 | 0
Central_PV-1 | 18 | 0
Central_PV-1 | 19 | 0
Central_PV-1 | 20 | 0
Central_PV-1 | 21 | 0
Central_PV-1 | 22 | 0
Central_PV-1 | 23 | 0
Central_PV-1 | 24 | 0
Central_PV-1 | 25 | 0
Central_PV-1 | 26 | 0
Central_PV-1 | 27 | 0
Central_PV-1 | 28 | 0
Central_PV-1 | 29 | 0
Central_PV-1 | 30 | 0
Central_PV-1 | 31 | 0
Central_PV-1 | 32 | 0
Central_PV-1 | 33 | 0.0864
Central_PV-1 | 34 | 0.1422
Central_PV-1 | 35 | 0.1638
Central_PV-1 | 36 | 0.2565
Central_PV-1 | 37 | 0.3195
Central_PV-1 | 38 | 0.1521
Central_PV-1 | 39 | 0.1278
Central_PV-1 | 40 | 0.0531
Central_PV-1 | 41 | 0
Central_PV-1 | 42 | 0
Central_PV-1 | 43 | 0
Central_PV-1 | 44 | 0
Central_PV-1 | 45 | 0
Central_PV-1 | 46 | 0
Central_PV-1 | 47 | 0
Central_PV-1 | 48 | 0
Central_PV-1 | 49 | 0
Central_PV-1 | 50 | 0
Central_PV-1 | 51 | 0
Central_PV-1 | 52 | 0
Central_PV-1 | 53 | 0
Central_PV-1 | 54 | 0
Central_PV-1 | 55 | 0
Central_PV-1 | 56 | 0
Central_PV-1 | 57 | 0.072
Central_PV-1 | 58 | 0.1152
Central_PV-1 | 59 | 0.3393
Central_PV-1 | 60 | 0.4032
Central_PV-1 | 61 | 0.4104
Central_PV-1 | 62 | 0.1935
Central_PV-1 | 63 | 0.2664
Central_PV-1 | 64 | 0.1188
Central_PV-1 | 65 | 0.0099
Central_PV-1 | 66 | 0
Central_PV-1 | 67 | 0
Central_PV-1 | 68 | 0
Central_PV-1 | 69 | 0
Central_PV-1 | 70 | 0
Central_PV-1 | 71 | 0
Central_PV-1 | 72 | 0
Central_PV-1 | 73 | 0
Central_PV-1 | 74 | 0
Central_PV-1 | 75 | 0
Central_PV-1 | 76 | 0
Central_PV-1 | 77 | 0
Central_PV-1 | 78 | 0
Central_PV-1 | 79 | 0
Central_PV-1 | 80 | 0
Central_PV-1 | 81 | 0.1089
Central_PV-1 | 82 | 0.0747
Central_PV-1 | 83 | 0.2565
Central_PV-1 | 84 | 0.3573
Central_PV-1 | 85 | 0.3726
Central_PV-1 | 86 | 0.3618
Central_PV-1 | 87 | 0.27
Central_PV-1 | 88 | 0.1512
Central_PV-1 | 89 | 0.0117
Central_PV-1 | 90 | 0
Central_PV-1 | 91 | 0
Central_PV-1 | 92 | 0
Central_PV-1 | 93 | 0
Central_PV-1 | 94 | 0
Central_PV-1 | 95 | 0
Central_PV-1 | 96 | 0
Central_PV-1 | 97 | 0
Central_PV-1 | 98 | 0
Central_PV-1 | 99 | 0
Central_PV-1 | 100 | 0
Central_PV-1 | 101 | 0
Central_PV-1 | 102 | 0
Central_PV-1 | 103 | 0
Central_PV-1 | 104 | 0
Central_PV-1 | 105 | 0.1143
Central_PV-1 | 106 | 0.2268
Central_PV-1 | 107 | 0.2574
Central_PV-1 | 108 | 0.3447
Central_PV-1 | 109 | 0.2277
Central_PV-1 | 110 | 0.306
Central_PV-1 | 111 | 0.1746
Central_PV-1 | 112 | 0.1602
Central_PV-1 | 113 | 0.0126
Central_PV-1 | 114 | 0
Central_PV-1 | 115 | 0
Central_PV-1 | 116 | 0
Central_PV-1 | 117 | 0
Central_PV-1 | 118 | 0
Central_PV-1 | 119 | 0
Central_PV-1 | 120 | 0
Central_PV-1 | 121 | 0
Central_PV-1 | 122 | 0
Central_PV-1 | 123 | 0
Central_PV-1 | 124 | 0
Central_PV-1 | 125 | 0
Central_PV-1 | 126 | 0
Central_PV-1 | 127 | 0
Central_PV-1 | 128 | 0
Central_PV-1 | 129 | 0.0513
Central_PV-1 | 130 | 0.1197
Central_PV-1 | 131 | 0.1827
Central_PV-1 | 132 | 0.2628
Central_PV-1 | 133 | 0.3186
Central_PV-1 | 134 | 0.3015
Central_PV-1 | 135 | 0.2799
Central_PV-1 | 136 | 0.1143
Central_PV-1 | 137 | 0.0135
Central_PV-1 | 138 | 0
Central_PV-1 | 139 | 0
Central_PV-1 | 140 | 0
Central_PV-1 | 141 | 0
Central_PV-1 | 142 | 0
Central_PV-1 | 143 | 0
Central_PV-1 | 144 | 0
Central_PV-1 | 145 | 0
Central_PV-1 | 146 | 0
Central_PV-1 | 147 | 0
Central_PV-1 | 148 | 0
Central_PV-1 | 149 | 0
Central_PV-1 | 150 | 0
Central_PV-1 | 151 | 0
Central_PV-1 | 152 | 0
Central_PV-1 | 153 | 0.1098
Central_PV-1 | 154 | 0.2367
Central_PV-1 | 155 | 0.3393
Central_PV-1 | 156 | 0.4122
Central_PV-1 | 157 | 0.4221
Central_PV-1 | 158 | 0.3771
Central_PV-1 | 159 | 0.2853
Central_PV-1 | 160 | 0.1656
Central_PV-1 | 161 | 0.0135
Central_PV-1 | 162 | 0
Central_PV-1 | 163 | 0
Central_PV-1 | 164 | 0
Central_PV-1 | 165 | 0
Central_PV-1 | 166 | 0
Central_PV-1 | 167 | 0
Central_PV-1 | 168 | 0
Central_PV-1 | 169 | 0
Central_PV-1 | 170 | 0
Central_PV-1 | 171 | 0
Central_PV-1 | 172 | 0
Central_PV-1 | 173 | 0
Central_PV-1 | 174 | 0
Central_PV-1 | 175 | 0
Central_PV-1 | 176 | 0
Central_PV-1 | 177 | 0.0882
Central_PV-1 | 178 | 0.2484
Central_PV-1 | 179 | 0.3564
Central_PV-1 | 180 | 0.414
Central_PV-1 | 181 | 0.4149
Central_PV-1 | 182 | 0.3816
Central_PV-1 | 183 | 0.2907
Central_PV-1 | 184 | 0.1638
Central_PV-1 | 185 | 0.0144
Central_PV-1 | 186 | 0
Central_PV-1 | 187 | 0
Central_PV-1 | 188 | 0
Central_PV-1 | 189 | 0
Central_PV-1 | 190 | 0
Central_PV-1 | 191 | 0
Central_PV-1 | 192 | 0
Central_PV-1 | 193 | 0
Central_PV-1 | 194 | 0
Central_PV-1 | 195 | 0
Central_PV-1 | 196 | 0
Central_PV-1 | 197 | 0
Central_PV-1 | 198 | 0
Central_PV-1 | 199 | 0
Central_PV-1 | 200 | 0
Central_PV-1 | 201 | 0.1188
Central_PV-1 | 202 | 0.2628
Central_PV-1 | 203 | 0.36
Central_PV-1 | 204 | 0.4176
Central_PV-1 | 205 | 0.4248
Central_PV-1 | 206 | 0.3123
Central_PV-1 | 207 | 0.1809
Central_PV-1 | 208 | 0.1071
Central_PV-1 | 209 | 0.0171
Central_PV-1 | 210 | 0
Central_PV-1 | 211 | 0
Central_PV-1 | 212 | 0
Central_PV-1 | 213 | 0
Central_PV-1 | 214 | 0
Central_PV-1 | 215 | 0
Central_PV-1 | 216 | 0
Central_PV-1 | 217 | 0
Central_PV-1 | 218 | 0
Central_PV-1 | 219 | 0
Central_PV-1 | 220 | 0
Central_PV-1 | 221 | 0
Central_PV-1 | 222 | 0
Central_PV-1 | 223 | 0
Central_PV-1 | 224 | 0
Central_PV-1 | 225 | 0.1251
Central_PV-1 | 226 | 0.2565
Central_PV-1 | 227 | 0.3744
Central_PV-1 | 228 | 0.4221
Central_PV-1 | 229 | 0.3321
Central_PV-1 | 230 | 0.2736
Central_PV-1 | 231 | 0.2178
Central_PV-1 | 232 | 0.1233
Central_PV-1 | 233 | 0.018
Central_PV-1 | 234 | 0
Central_PV-1 | 235 | 0
Central_PV-1 | 236 | 0
Central_PV-1 | 237 | 0
Central_PV-1 | 238 | 0
Central_PV-1 | 239 | 0
Central_PV-1 | 240 | 0
Central_PV-1 | 241 | 0
Central_PV-1 | 242 | 0
Central_PV-1 | 243 | 0
Central_PV-1 | 244 | 0
Central_PV-1 | 245 | 0
Central_PV-1 | 246 | 0
Central_PV-1 | 247 | 0
Central_PV-1 | 248 | 0
Central_PV-1 | 249 | 0.0486
Central_PV-1 | 250 | 0.2421
Central_PV-1 | 251 | 0.3015
Central_PV-1 | 252 | 0.4284
Central_PV-1 | 253 | 0.4383
Central_PV-1 | 254 | 0.396
Central_PV-1 | 255 | 0.3105
Central_PV-1 | 256 | 0.1737
Central_PV-1 | 257 | 0.0171
Central_PV-1 | 258 | 0
Central_PV-1 | 259 | 0
Central_PV-1 | 260 | 0
Central_PV-1 | 261 | 0
Central_PV-1 | 262 | 0
Central_PV-1 | 263 | 0
Central_PV-1 | 264 | 0
Central_PV-1 | 265 | 0
Central_PV-1 | 266 | 0
Central_PV-1 | 267 | 0
Central_PV-1 | 268 | 0
Central_PV-1 | 269 | 0
Central_PV-1 | 270 | 0
Central_PV-1 | 271 | 0
Central_PV-1 | 272 | 0
Central_PV-1 | 273 | 0.1188
Central_PV-1 | 274 | 0.2529
Central_PV-1 | 275 | 0.3645
Central_PV-1 | 276 | 0.4239
Central_PV-1 | 277 | 0.4347
Central_PV-1 | 278 | 0.3924
Central_PV-1 | 279 | 0.2997
Central_PV-1 | 280 | 0.1728
Central_PV-1 | 281 | 0.0207
Central_PV-1 | 282 | 0
Central_PV-1 | 283 | 0
Central_PV-1 | 284 | 0
Central_PV-1 | 285 | 0
Central_PV-1 | 286 | 0
Central_PV-1 | 287 | 0
Central_PV-1 | 288 | 0
Central_PV-1 | 289 | 0
Central_PV-1 | 290 | 0
Central_PV-1 | 291 | 0
Central_PV-1 | 292 | 0
Central_PV-1 | 293 | 0
Central_PV-1 | 294 | 0
Central_PV-1 | 295 | 0
Central_PV-1 | 296 | 0
Central_PV-1 | 297 | 0.1206
Central_PV-1 | 298 | 0.2592
Central_PV-1 | 299 | 0.369
Central_PV-1 | 300 | 0.4311
Central_PV-1 | 301 | 0.4275
Central_PV-1 | 302 | 0.3276
Central_PV-1 | 303 | 0.2835
Central_PV-1 | 304 | 0.1656
Central_PV-1 | 305 | 0.0225
Central_PV-1 | 306 | 0
Central_PV-1 | 307 | 0
Central_PV-1 | 308 | 0
Central_PV-1 | 309 | 0
Central_PV-1 | 310 | 0
Central_PV-1 | 311 | 0
Central_PV-1 | 312 | 0
Central_PV-1 | 313 | 0
Central_PV-1 | 314 | 0
Central_PV-1 | 315 | 0
Central_PV-1 | 316 | 0
Central_PV-1 | 317 | 0
Central_PV-1 | 318 | 0
Central_PV-1 | 319 | 0
Central_PV-1 | 320 | 0
Central_PV-1 | 321 | 0.1206
Central_PV-1 | 322 | 0.2502
Central_PV-1 | 323 | 0.3492
Central_PV-1 | 324 | 0.4311
Central_PV-1 | 325 | 0.4419
Central_PV-1 | 326 | 0.4005
Central_PV-1 | 327 | 0.3123
Central_PV-1 | 328 | 0.1773
Central_PV-1 | 329 | 0.0207
Central_PV-1 | 330 | 0
Central_PV-1 | 331 | 0
Central_PV-1 | 332 | 0
Central_PV-1 | 333 | 0
Central_PV-1 | 334 | 0
Central_PV-1 | 335 | 0
Central_PV-1 | 336 | 0
Central_PV-1 | 337 | 0
Central_PV-1 | 338 | 0
Central_PV-1 | 339 | 0
Central_PV-1 | 340 | 0
Central_PV-1 | 341 | 0
Central_PV-1 | 342 | 0
Central_PV-1 | 343 | 0
Central_PV-1 | 344 | 0
Central_PV-1 | 345 | 0.1233
Central_PV-1 | 346 | 0.261
Central_PV-1 | 347 | 0.3735
Central_PV-1 | 348 | 0.4365
Central_PV-1 | 349 | 0.4455
Central_PV-1 | 350 | 0.4032
Central_PV-1 | 351 | 0.0504
Central_PV-1 | 352 | 0.1872
Central_PV-1 | 353 | 0.0207
Central_PV-1 | 354 | 0
Central_PV-1 | 355 | 0
Central_PV-1 | 356 | 0
Central_PV-1 | 357 | 0
Central_PV-1 | 358 | 0
Central_PV-1 | 359 | 0
Central_PV-1 | 360 | 0
Central_PV-1 | 361 | 0
Central_PV-1 | 362 | 0
Central_PV-1 | 363 | 0
Central_PV-1 | 364 | 0
Central_PV-1 | 365 | 0
Central_PV-1 | 366 | 0
Central_PV-1 | 367 | 0
Central_PV-1 | 368 | 0
Central_PV-1 | 369 | 0.1224
Central_PV-1 | 370 | 0.261
Central_PV-1 | 371 | 0.3123
Central_PV-1 | 372 | 0.4176
Central_PV-1 | 373 | 0.3573
Central_PV-1 | 374 | 0.3537
Central_PV-1 | 375 | 0.3204
Central_PV-1 | 376 | 0.189
Central_PV-1 | 377 | 0.0243
Central_PV-1 | 378 | 0
Central_PV-1 | 379 | 0
Central_PV-1 | 380 | 0
Central_PV-1 | 381 | 0
Central_PV-1 | 382 | 0
Central_PV-1 | 383 | 0
Central_PV-1 | 384 | 0
Central_PV-1 | 385 | 0
Central_PV-1 | 386 | 0
Central_PV-1 | 387 | 0
Central_PV-1 | 388 | 0
Central_PV-1 | 389 | 0
Central_PV-1 | 390 | 0
Central_PV-1 | 391 | 0
Central_PV-1 | 392 | 0
Central_PV-1 | 393 | 0.0756
Central_PV-1 | 394 | 0.1548
Central_PV-1 | 395 | 0.3096
Central_PV-1 | 396 | 0.4392
Central_PV-1 | 397 | 0.4491
Central_PV-1 | 398 | 0.3924
Central_PV-1 | 399 | 0.2574
Central_PV-1 | 400 | 0.1314
Central_PV-1 | 401 | 0.0252
Central_PV-1 | 402 | 0
Central_PV-1 | 403 | 0
Central_PV-1 | 404 | 0
Central_PV-1 | 405 | 0
Central_PV-1 | 406 | 0
Central_PV-1 | 407 | 0
Central_PV-1 | 408 | 0
Central_PV-1 | 409 | 0
Central_PV-1 | 410 | 0
Central_PV-1 | 411 | 0
Central_PV-1 | 412 | 0
Central_PV-1 | 413 | 0
Central_PV-1 | 414 | 0
Central_PV-1 | 415 | 0
Central_PV-1 | 416 | 0
Central_PV-1 | 417 | 0.0666
Central_PV-1 | 418 | 0.1134
Central_PV-1 | 419 | 0.1188
Central_PV-1 | 420 | 0.099
Central_PV-1 | 421 | 0.1188
Central_PV-1 | 422 | 0.1521
Central_PV-1 | 423 | 0.1071
Central_PV-1 | 424 | 0.099
Central_PV-1 | 425 | 0.0279
Central_PV-1 | 426 | 0
Central_PV-1 | 427 | 0
Central_PV-1 | 428 | 0
Central_PV-1 | 429 | 0
Central_PV-1 | 430 | 0
Central_PV-1 | 431 | 0
Central_PV-1 | 432 | 0
Central_PV-1 | 433 | 0
Central_PV-1 | 434 | 0
Central_PV-1 | 435 | 0
Central_PV-1 | 436 | 0
Central_PV-1 | 437 | 0
Central_PV-1 | 438 | 0
Central_PV-1 | 439 | 0
Central_PV-1 | 440 | 0
Central_PV-1 | 441 | 0.0792
Central_PV-1 | 442 | 0.2187
Central_PV-1 | 443 | 0.369
Central_PV-1 | 444 | 0.3915
Central_PV-1 | 445 | 0.3726
Central_PV-1 | 446 | 0.4104
Central_PV-1 | 447 | 0.3348
Central_PV-1 | 448 | 0.1989
Central_PV-1 | 449 | 0.0216
Central_PV-1 | 450 | 0
Central_PV-1 | 451 | 0
Central_PV-1 | 452 | 0
Central_PV-1 | 453 | 0
Central_PV-1 | 454 | 0
Central_PV-1 | 455 | 0
Central_PV-1 | 456 | 0
Central_PV-1 | 457 | 0
Central_PV-1 | 458 | 0
Central_PV-1 | 459 | 0
Central_PV-1 | 460 | 0
Central_PV-1 | 461 | 0
Central_PV-1 | 462 | 0
Central_PV-1 | 463 | 0
Central_PV-1 | 464 | 0
Central_PV-1 | 465 | 0.1134
Central_PV-1 | 466 | 0.2214
Central_PV-1 | 467 | 0.342
Central_PV-1 | 468 | 0.4392
Central_PV-1 | 469 | 0.4392
Central_PV-1 | 470 | 0.3888
Central_PV-1 | 471 | 0.333
Central_PV-1 | 472 | 0.2034
Central_PV-1 | 473 | 0.0225
Central_PV-1 | 474 | 0
Central_PV-1 | 475 | 0
Central_PV-1 | 476 | 0
Central_PV-1 | 477 | 0
Central_PV-1 | 478 | 0
Central_PV-1 | 479 | 0
Central_PV-1 | 480 | 0
Central_PV-1 | 481 | 0
Central_PV-1 | 482 | 0
Central_PV-1 | 483 | 0
Central_PV-1 | 484 | 0
Central_PV-1 | 485 | 0
Central_PV-1 | 486 | 0
Central_PV-1 | 487 | 0
Central_PV-1 | 488 | 0
Central_PV-1 | 489 | 0.0423
Central_PV-1 | 490 | 0.0243
Central_PV-1 | 491 | 0.1116
Central_PV-1 | 492 | 0.0819
Central_PV-1 | 493 | 0.0585
Central_PV-1 | 494 | 0.1035
Central_PV-1 | 495 | 0.0666
Central_PV-1 | 496 | 0.0774
Central_PV-1 | 497 | 0.0252
Central_PV-1 | 498 | 0
Central_PV-1 | 499 | 0
Central_PV-1 | 500 | 0
Central_PV-1 | 501 | 0
Central_PV-1 | 502 | 0
Central_PV-1 | 503 | 0
Central_PV-1 | 504 | 0
Central_PV-1 | 505 | 0
Central_PV-1 | 506 | 0
Central_PV-1 | 507 | 0
Central_PV-1 | 508 | 0
Central_PV-1 | 509 | 0
Central_PV-1 | 510 | 0
Central_PV-1 | 511 | 0
Central_PV-1 | 512 | 0
Central_PV-1 | 513 | 0.0234
Central_PV-1 | 514 | 0.0324
Central_PV-1 | 515 | 0.0891
Central_PV-1 | 516 | 0.2781
Central_PV-1 | 517 | 0.4275
Central_PV-1 | 518 | 0.234
Central_PV-1 | 519 | 0.2403
Central_PV-1 | 520 | 0.1728
Central_PV-1 | 521 | 0.0207
Central_PV-1 | 522 | 0
Central_PV-1 | 523 | 0
Central_PV-1 | 524 | 0
Central_PV-1 | 525 | 0
Central_PV-1 | 526 | 0
Central_PV-1 | 527 | 0
Central_PV-1 | 528 | 0
Central_PV-1 | 529 | 0
Central_PV-1 | 530 | 0
Central_PV-1 | 531 | 0
Central_PV-1 | 532 | 0
Central_PV-1 | 533 | 0
Central_PV-1 | 534 | 0
Central_PV-1 | 535 | 0
Central_PV-1 | 536 | 0
Central_PV-1 | 537 | 0.1314
Central_PV-1 | 538 | 0.2034
Central_PV-1 | 539 | 0.1701
Central_PV-1 | 540 | 0.1719
Central_PV-1 | 541 | 0.4176
Central_PV-1 | 542 | 0.3609
Central_PV-1 | 543 | 0.3204
Central_PV-1 | 544 | 0.2052
Central_PV-1 | 545 | 0.036
Central_PV-1 | 546 | 0
Central_PV-1 | 547 | 0
Central_PV-1 | 548 | 0
Central_PV-1 | 549 | 0
Central_PV-1 | 550 | 0
Central_PV-1 | 551 | 0
Central_PV-1 | 552 | 0
Central_PV-1 | 553 | 0
Central_PV-1 | 554 | 0
Central_PV-1 | 555 | 0
Central_PV-1 | 556 | 0
Central_PV-1 | 557 | 0
Central_PV-1 | 558 | 0
Central_PV-1 | 559 | 0
Central_PV-1 | 560 | 0
Central_PV-1 | 561 | 0.0549
Central_PV-1 | 562 | 0.0774
Central_PV-1 | 563 | 0.0675
Central_PV-1 | 564 | 0.1629
Central_PV-1 | 565 | 0.3222
Central_PV-1 | 566 | 0.4266
Central_PV-1 | 567 | 0.3294
Central_PV-1 | 568 | 0.2178
Central_PV-1 | 569 | 0.0288
Central_PV-1 | 570 | 0
Central_PV-1 | 571 | 0
Central_PV-1 | 572 | 0
Central_PV-1 | 573 | 0
Central_PV-1 | 574 | 0
Central_PV-1 | 575 | 0
Central_PV-1 | 576 | 0
Central_PV-1 | 577 | 0
Central_PV-1 | 578 | 0
Central_PV-1 | 579 | 0
Central_PV-1 | 580 | 0
Central_PV-1 | 581 | 0
Central_PV-1 | 582 | 0
Central_PV-1 | 583 | 0
Central_PV-1 | 584 | 0
Central_PV-1 | 585 | 0.1404
Central_PV-1 | 586 | 0.2259
Central_PV-1 | 587 | 0.3249
Central_PV-1 | 588 | 0.4536
Central_PV-1 | 589 | 0.4086
Central_PV-1 | 590 | 0.2862
Central_PV-1 | 591 | 0.261
Central_PV-1 | 592 | 0.2133
Central_PV-1 | 593 | 0.0288
Central_PV-1 | 594 | 0
Central_PV-1 | 595 | 0
Central_PV-1 | 596 | 0
Central_PV-1 | 597 | 0
Central_PV-1 | 598 | 0
Central_PV-1 | 599 | 0
Central_PV-1 | 600 | 0
Central_PV-1 | 601 | 0
Central_PV-1 | 602 | 0
Central_PV-1 | 603 | 0
Central_PV-1 | 604 | 0
Central_PV-1 | 605 | 0
Central_PV-1 | 606 | 0
Central_PV-1 | 607 | 0
Central_PV-1 | 608 | 0
Central_PV-1 | 609 | 0.1449
Central_PV-1 | 610 | 0.2889
Central_PV-1 | 611 | 0.4005
Central_PV-1 | 612 | 0.3798
Central_PV-1 | 613 | 0.4014
Central_PV-1 | 614 | 0.3933
Central_PV-1 | 615 | 0.3456
Central_PV-1 | 616 | 0.1404
Central_PV-1 | 617 | 0.0396
Central_PV-1 | 618 | 0
Central_PV-1 | 619 | 0
Central_PV-1 | 620 | 0
Central_PV-1 | 621 | 0
Central_PV-1 | 622 | 0
Central_PV-1 | 623 | 0
Central_PV-1 | 624 | 0
Central_PV-1 | 625 | 0
Central_PV-1 | 626 | 0
Central_PV-1 | 627 | 0
Central_PV-1 | 628 | 0
Central_PV-1 | 629 | 0
Central_PV-1 | 630 | 0
Central_PV-1 | 631 | 0
Central_PV-1 | 632 | 0
Central_PV-1 | 633 | 0.0774
Central_PV-1 | 634 | 0.1044
Central_PV-1 | 635 | 0.1233
Central_PV-1 | 636 | 0.1134
Central_PV-1 | 637 | 0.1539
Central_PV-1 | 638 | 0.1269
Central_PV-1 | 639 | 0.1035
Central_PV-1 | 640 | 0.1071
Central_PV-1 | 641 | 0.0432
Central_PV-1 | 642 | 0
Central_PV-1 | 643 | 0
Central_PV-1 | 644 | 0
Central_PV-1 | 645 | 0
Central_PV-1 | 646 | 0
Central_PV-1 | 647 | 0
Central_PV-1 | 648 | 0
Central_PV-1 | 649 | 0
Central_PV-1 | 650 | 0
Central_PV-1 | 651 | 0
Central_PV-1 | 652 | 0
Central_PV-1 | 653 | 0
Central_PV-1 | 654 | 0
Central_PV-1 | 655 | 0
Central_PV-1 | 656 | 0
Central_PV-1 | 657 | 0.0972
Central_PV-1 | 658 | 0.1701
Central_PV-1 | 659 | 0.3132
Central_PV-1 | 660 | 0.3726
Central_PV-1 | 661 | 0.3438
Central_PV-1 | 662 | 0.297
Central_PV-1 | 663 | 0.1395
Central_PV-1 | 664 | 0.1458
Central_PV-1 | 665 | 0.0378
Central_PV-1 | 666 | 0
Central_PV-1 | 667 | 0
Central_PV-1 | 668 | 0
Central_PV-1 | 669 | 0
Central_PV-1 | 670 | 0
Central_PV-1 | 671 | 0
Central_PV-1 | 672 | 0
Central_PV-1 | 673 | 0
Central_PV-1 | 674 | 0
Central_PV-1 | 675 | 0
Central_PV-1 | 676 | 0
Central_PV-1 | 677 | 0
Central_PV-1 | 678 | 0
Central_PV-1 | 679 | 0
Central_PV-1 | 680 | 0
Central_PV-1 | 681 | 0.1557
Central_PV-1 | 682 | 0.2961
Central_PV-1 | 683 | 0.2934
Central_PV-1 | 684 | 0.4599
Central_PV-1 | 685 | 0.4914
Central_PV-1 | 686 | 0.387
Central_PV-1 | 687 | 0.1854
Central_PV-1 | 688 | 0.1269
Central_PV-1 | 689 | 0.0072
Central_PV-1 | 690 | 0
Central_PV-1 | 691 | 0
Central_PV-1 | 692 | 0
Central_PV-1 | 693 | 0
Central_PV-1 | 694 | 0
Central_PV-1 | 695 | 0
Central_PV-1 | 696 | 0
Central_PV-1 | 697 | 0
Central_PV-1 | 698 | 0
Central_PV-1 | 699 | 0
Central_PV-1 | 700 | 0
Central_PV-1 | 701 | 0
Central_PV-1 | 702 | 0
Central_PV-1 | 703 | 0
Central_PV-1 | 704 | 0
Central_PV-1 | 705 | 0.1557
Central_PV-1 | 706 | 0.2799
Central_PV-1 | 707 | 0.2844
Central_PV-1 | 708 | 0.189
Central_PV-1 | 709 | 0.3393
Central_PV-1 | 710 | 0.2952
Central_PV-1 | 711 | 0.3492
Central_PV-1 | 712 | 0.2061
Central_PV-1 | 713 | 0.0459
Central_PV-1 | 714 | 0
Central_PV-1 | 715 | 0
Central_PV-1 | 716 | 0
Central_PV-1 | 717 | 0
Central_PV-1 | 718 | 0
Central_PV-1 | 719 | 0
Central_PV-1 | 720 | 0
Central_PV-1 | 721 | 0
Central_PV-1 | 722 | 0
Central_PV-1 | 723 | 0
Central_PV-1 | 724 | 0
Central_PV-1 | 725 | 0
Central_PV-1 | 726 | 0
Central_PV-1 | 727 | 0
Central_PV-1 | 728 | 0
Central_PV-1 | 729 | 0.0585
Central_PV-1 | 730 | 0.0846
Central_PV-1 | 731 | 0.2619
Central_PV-1 | 732 | 0.3078
Central_PV-1 | 733 | 0.2925
Central_PV-1 | 734 | 0.2142
Central_PV-1 | 735 | 0.1431
Central_PV-1 | 736 | 0.0927
Central_PV-1 | 737 | 0.0387
Central_PV-1 | 738 | 0
Central_PV-1 | 739 | 0
Central_PV-1 | 740 | 0
Central_PV-1 | 741 | 0
Central_PV-1 | 742 | 0
Central_PV-1 | 743 | 0
Central_PV-1 | 744 | 0
Central_PV-1 | 745 | 0
Central_PV-1 | 746 | 0
Central_PV-1 | 747 | 0
Central_PV-1 | 748 | 0
Central_PV-1 | 749 | 0
Central_PV-1 | 750 | 0
Central_PV-1 | 751 | 0
Central_PV-1 | 752 | 0
Central_PV-1 | 753 | 0.1224
Central_PV-1 | 754 | 0.0351
Central_PV-1 | 755 | 0.0936
Central_PV-1 | 756 | 0.2115
Central_PV-1 | 757 | 0.3663
Central_PV-1 | 758 | 0.3564
Central_PV-1 | 759 | 0.2592
Central_PV-1 | 760 | 0.1836
Central_PV-1 | 761 | 0.0315
Central_PV-1 | 762 | 0
Central_PV-1 | 763 | 0
Central_PV-1 | 764 | 0
Central_PV-1 | 765 | 0
Central_PV-1 | 766 | 0
Central_PV-1 | 767 | 0
Central_PV-1 | 768 | 0
Central_PV-1 | 769 | 0
Central_PV-1 | 770 | 0
Central_PV-1 | 771 | 0
Central_PV-1 | 772 | 0
Central_PV-1 | 773 | 0
Central_PV-1 | 774 | 0
Central_PV-1 | 775 | 0
Central_PV-1 | 776 | 0
Central_PV-1 | 777 | 0.1692
Central_PV-1 | 778 | 0.2997
Central_PV-1 | 779 | 0.4158
Central_PV-1 | 780 | 0.4887
Central_PV-1 | 781 | 0.5067
Central_PV-1 | 782 | 0.4608
Central_PV-1 | 783 | 0.3681
Central_PV-1 | 784 | 0.2466
Central_PV-1 | 785 | 0.0432
Central_PV-1 | 786 | 0
Central_PV-1 | 787 | 0
Central_PV-1 | 788 | 0
Central_PV-1 | 789 | 0
Central_PV-1 | 790 | 0
Central_PV-1 | 791 | 0
Central_PV-1 | 792 | 0
Central_PV-1 | 793 | 0
Central_PV-1 | 794 | 0
Central_PV-1 | 795 | 0
Central_PV-1 | 796 | 0
Central_PV-1 | 797 | 0
Central_PV-1 | 798 | 0
Central_PV-1 | 799 | 0
Central_PV-1 | 800 | 0.0108
Central_PV-1 | 801 | 0.1611
Central_PV-1 | 802 | 0.3078
Central_PV-1 | 803 | 0.4221
Central_PV-1 | 804 | 0.4815
Central_PV-1 | 805 | 0.4806
Central_PV-1 | 806 | 0.4437
Central_PV-1 | 807 | 0.3456
Central_PV-1 | 808 | 0.2448
Central_PV-1 | 809 | 0.0459
Central_PV-1 | 810 | 0
Central_PV-1 | 811 | 0
Central_PV-1 | 812 | 0
Central_PV-1 | 813 | 0
Central_PV-1 | 814 | 0
Central_PV-1 | 815 | 0
Central_PV-1 | 816 | 0
Central_PV-1 | 817 | 0
Central_PV-1 | 818 | 0
Central_PV-1 | 819 | 0
Central_PV-1 | 820 | 0
Central_PV-1 | 821 | 0
Central_PV-1 | 822 | 0
Central_PV-1 | 823 | 0
Central_PV-1 | 824 | 0.0117
Central_PV-1 | 825 | 0.1665
Central_PV-1 | 826 | 0.3168
Central_PV-1 | 827 | 0.4329
Central_PV-1 | 828 | 0.4995
Central_PV-1 | 829 | 0.5184
Central_PV-1 | 830 | 0.4824
Central_PV-1 | 831 | 0.3924
Central_PV-1 | 832 | 0.2565
Central_PV-1 | 833 | 0.045
Central_PV-1 | 834 | 0
Central_PV-1 | 835 | 0
Central_PV-1 | 836 | 0
Central_PV-1 | 837 | 0
Central_PV-1 | 838 | 0
Central_PV-1 | 839 | 0
Central_PV-1 | 840 | 0
Central_PV-1 | 841 | 0
Central_PV-1 | 842 | 0
Central_PV-1 | 843 | 0
Central_PV-1 | 844 | 0
Central_PV-1 | 845 | 0
Central_PV-1 | 846 | 0
Central_PV-1 | 847 | 0
Central_PV-1 | 848 | 0.0135
Central_PV-1 | 849 | 0.1692
Central_PV-1 | 850 | 0.3177
Central_PV-1 | 851 | 0.3888
Central_PV-1 | 852 | 0.4545
Central_PV-1 | 853 | 0.5094
Central_PV-1 | 854 | 0.4869
Central_PV-1 | 855 | 0.3969
Central_PV-1 | 856 | 0.2619
Central_PV-1 | 857 | 0.0441
Central_PV-1 | 858 | 0
Central_PV-1 | 859 | 0
Central_PV-1 | 860 | 0
Central_PV-1 | 861 | 0
Central_PV-1 | 862 | 0
Central_PV-1 | 863 | 0
Central_PV-1 | 864 | 0
Central_PV-1 | 865 | 0
Central_PV-1 | 866 | 0
Central_PV-1 | 867 | 0
Central_PV-1 | 868 | 0
Central_PV-1 | 869 | 0
Central_PV-1 | 870 | 0
Central_PV-1 | 871 | 0
Central_PV-1 | 872 | 0.0144
Central_PV-1 | 873 | 0.1737
Central_PV-1 | 874 | 0.3231
Central_PV-1 | 875 | 0.4509
Central_PV-1 | 876 | 0.5085
Central_PV-1 | 877 | 0.5337
Central_PV-1 | 878 | 0.4896
Central_PV-1 | 879 | 0.4032
Central_PV-1 | 880 | 0.2646
Central_PV-1 | 881 | 0.0459
Central_PV-1 | 882 | 0
Central_PV-1 | 883 | 0
Central_PV-1 | 884 | 0
Central_PV-1 | 885 | 0
Central_PV-1 | 886 | 0
Central_PV-1 | 887 | 0
Central_PV-1 | 888 | 0
Central_PV-1 | 889 | 0
Central_PV-1 | 890 | 0
Central_PV-1 | 891 | 0
Central_PV-1 | 892 | 0
Central_PV-1 | 893 | 0
Central_PV-1 | 894 | 0
Central_PV-1 | 895 | 0
Central_PV-1 | 896 | 0.0162
Central_PV-1 | 897 | 0.1503
Central_PV-1 | 898 | 0.2853
Central_PV-1 | 899 | 0.4311
Central_PV-1 | 900 | 0.4878
Central_PV-1 | 901 | 0.4977
Central_PV-1 | 902 | 0.4887
Central_PV-1 | 903 | 0.3951
Central_PV-1 | 904 | 0.27
Central_PV-1 | 905 | 0.0522
Central_PV-1 | 906 | 0
Central_PV-1 | 907 | 0
Central_PV-1 | 908 | 0
Central_PV-1 | 909 | 0
Central_PV-1 | 910 | 0
Central_PV-1 | 911 | 0
Central_PV-1 | 912 | 0
Central_PV-1 | 913 | 0
Central_PV-1 | 914 | 0
Central_PV-1 | 915 | 0
Central_PV-1 | 916 | 0
Central_PV-1 | 917 | 0
Central_PV-1 | 918 | 0
Central_PV-1 | 919 | 0
Central_PV-1 | 920 | 0.018
Central_PV-1 | 921 | 0.1242
Central_PV-1 | 922 | 0.2358
Central_PV-1 | 923 | 0.2898
Central_PV-1 | 924 | 0.4068
Central_PV-1 | 925 | 0.3465
Central_PV-1 | 926 | 0.4248
Central_PV-1 | 927 | 0.2853
Central_PV-1 | 928 | 0.2394
Central_PV-1 | 929 | 0.0495
Central_PV-1 | 930 | 0
Central_PV-1 | 931 | 0
Central_PV-1 | 932 | 0
Central_PV-1 | 933 | 0
Central_PV-1 | 934 | 0
Central_PV-1 | 935 | 0
Central_PV-1 | 936 | 0
Central_PV-1 | 937 | 0
Central_PV-1 | 938 | 0
Central_PV-1 | 939 | 0
Central_PV-1 | 940 | 0
Central_PV-1 | 941 | 0
Central_PV-1 | 942 | 0
Central_PV-1 | 943 | 0
Central_PV-1 | 944 | 0.018
Central_PV-1 | 945 | 0.1089
Central_PV-1 | 946 | 0.1881
Central_PV-1 | 947 | 0.2781
Central_PV-1 | 948 | 0.4248
Central_PV-1 | 949 | 0.4653
Central_PV-1 | 950 | 0.3762
Central_PV-1 | 951 | 0.3024
Central_PV-1 | 952 | 0.2439
Central_PV-1 | 953 | 0.0486
Central_PV-1 | 954 | 0
Central_PV-1 | 955 | 0
Central_PV-1 | 956 | 0
Central_PV-1 | 957 | 0
Central_PV-1 | 958 | 0
Central_PV-1 | 959 | 0
Central_PV-1 | 960 | 0
Central_PV-1 | 961 | 0
Central_PV-1 | 962 | 0
Central_PV-1 | 963 | 0
Central_PV-1 | 964 | 0
Central_PV-1 | 965 | 0
Central_PV-1 | 966 | 0
Central_PV-1 | 967 | 0
Central_PV-1 | 968 | 0.0306
Central_PV-1 | 969 | 0.1737
Central_PV-1 | 970 | 0.2196
Central_PV-1 | 971 | 0.3312
Central_PV-1 | 972 | 0.4608
Central_PV-1 | 973 | 0.4275
Central_PV-1 | 974 | 0.4527
Central_PV-1 | 975 | 0.3807
Central_PV-1 | 976 | 0.2313
Central_PV-1 | 977 | 0.0567
Central_PV-1 | 978 | 0
Central_PV-1 | 979 | 0
Central_PV-1 | 980 | 0
Central_PV-1 | 981 | 0
Central_PV-1 | 982 | 0
Central_PV-1 | 983 | 0
Central_PV-1 | 984 | 0
Central_PV-1 | 985 | 0
Central_PV-1 | 986 | 0
Central_PV-1 | 987 | 0
Central_PV-1 | 988 | 0
Central_PV-1 | 989 | 0
Central_PV-1 | 990 | 0
Central_PV-1 | 991 | 0
Central_PV-1 | 992 | 0.0369
Central_PV-1 | 993 | 0.1917
Central_PV-1 | 994 | 0.3438
Central_PV-1 | 995 | 0.4635
Central_PV-1 | 996 | 0.5319
Central_PV-1 | 997 | 0.5463
Central_PV-1 | 998 | 0.4653
Central_PV-1 | 999 | 0.4041
Central_PV-1 | 1000 | 0.2781
Central_PV-1 | 1001 | 0.0594
Central_PV-1 | 1002 | 0
Central_PV-1 | 1003 | 0
Central_PV-1 | 1004 | 0
Central_PV-1 | 1005 | 0
Central_PV-1 | 1006 | 0
Central_PV-1 | 1007 | 0
Central_PV-1 | 1008 | 0
Central_PV-1 | 1009 | 0
Central_PV-1 | 1010 | 0
Central_PV-1 | 1011 | 0
Central_PV-1 | 1012 | 0
Central_PV-1 | 1013 | 0
Central_PV-1 | 1014 | 0
Central_PV-1 | 1015 | 0
Central_PV-1 | 1016 | 0.027
Central_PV-1 | 1017 | 0.1179
Central_PV-1 | 1018 | 0.2295
Central_PV-1 | 1019 | 0.4176
Central_PV-1 | 1020 | 0.5229
Central_PV-1 | 1021 | 0.5301
Central_PV-1 | 1022 | 0.5013
Central_PV-1 | 1023 | 0.4086
Central_PV-1 | 1024 | 0.2907
Central_PV-1 | 1025 | 0.0522
Central_PV-1 | 1026 | 0
Central_PV-1 | 1027 | 0
Central_PV-1 | 1028 | 0
Central_PV-1 | 1029 | 0
Central_PV-1 | 1030 | 0
Central_PV-1 | 1031 | 0
Central_PV-1 | 1032 | 0
Central_PV-1 | 1033 | 0
Central_PV-1 | 1034 | 0
Central_PV-1 | 1035 | 0
Central_PV-1 | 1036 | 0
Central_PV-1 | 1037 | 0
Central_PV-1 | 1038 | 0
Central_PV-1 | 1039 | 0
Central_PV-1 | 1040 | 0.0396
Central_PV-1 | 1041 | 0.198
Central_PV-1 | 1042 | 0.2889
Central_PV-1 | 1043 | 0.4266
Central_PV-1 | 1044 | 0.4914
Central_PV-1 | 1045 | 0.4851
Central_PV-1 | 1046 | 0.4977
Central_PV-1 | 1047 | 0.3771
Central_PV-1 | 1048 | 0.2259
Central_PV-1 | 1049 | 0.054
Central_PV-1 | 1050 | 0
Central_PV-1 | 1051 | 0
Central_PV-1 | 1052 | 0
Central_PV-1 | 1053 | 0
Central_PV-1 | 1054 | 0
Central_PV-1 | 1055 | 0
Central_PV-1 | 1056 | 0
Central_PV-1 | 1057 | 0
Central_PV-1 | 1058 | 0
Central_PV-1 | 1059 | 0
Central_PV-1 | 1060 | 0
Central_PV-1 | 1061 | 0
Central_PV-1 | 1062 | 0
Central_PV-1 | 1063 | 0
Central_PV-1 | 1064 | 0.0477
Central_PV-1 | 1065 | 0.0522
Central_PV-1 | 1066 | 0.2448
Central_PV-1 | 1067 | 0.0423
Central_PV-1 | 1068 | 0.1458
Central_PV-1 | 1069 | 0.1053
Central_PV-1 | 1070 | 0.1521
Central_PV-1 | 1071 | 0.072
Central_PV-1 | 1072 | 0.0756
Central_PV-1 | 1073 | 0.0648
Central_PV-1 | 1074 | 0
Central_PV-1 | 1075 | 0
Central_PV-1 | 1076 | 0
Central_PV-1 | 1077 | 0
Central_PV-1 | 1078 | 0
Central_PV-1 | 1079 | 0
Central_PV-1 | 1080 | 0
Central_PV-1 | 1081 | 0
Central_PV-1 | 1082 | 0
Central_PV-1 | 1083 | 0
Central_PV-1 | 1084 | 0
Central_PV-1 | 1085 | 0
Central_PV-1 | 1086 | 0
Central_PV-1 | 1087 | 0
Central_PV-1 | 1088 | 0.027
Central_PV-1 | 1089 | 0.0936
Central_PV-1 | 1090 | 0.126
Central_PV-1 | 1091 | 0.1989
Central_PV-1 | 1092 | 0.2673
Central_PV-1 | 1093 | 0.4527
Central_PV-1 | 1094 | 0.2907
Central_PV-1 | 1095 | 0.1224
Central_PV-1 | 1096 | 0.0819
Central_PV-1 | 1097 | 0.0576
Central_PV-1 | 1098 | 0
Central_PV-1 | 1099 | 0
Central_PV-1 | 1100 | 0
Central_PV-1 | 1101 | 0
Central_PV-1 | 1102 | 0
Central_PV-1 | 1103 | 0
Central_PV-1 | 1104 | 0
Central_PV-1 | 1105 | 0
Central_PV-1 | 1106 | 0
Central_PV-1 | 1107 | 0
Central_PV-1 | 1108 | 0
Central_PV-1 | 1109 | 0
Central_PV-1 | 1110 | 0
Central_PV-1 | 1111 | 0
Central_PV-1 | 1112 | 0.0045
Central_PV-1 | 1113 | 0.144
Central_PV-1 | 1114 | 0.0729
Central_PV-1 | 1115 | 0.4563
Central_PV-1 | 1116 | 0.5661
Central_PV-1 | 1117 | 0.5076
Central_PV-1 | 1118 | 0.5328
Central_PV-1 | 1119 | 0.3879
Central_PV-1 | 1120 | 0.1872
Central_PV-1 | 1121 | 0.0738
Central_PV-1 | 1122 | 0
Central_PV-1 | 1123 | 0
Central_PV-1 | 1124 | 0
Central_PV-1 | 1125 | 0
Central_PV-1 | 1126 | 0
Central_PV-1 | 1127 | 0
Central_PV-1 | 1128 | 0
Central_PV-1 | 1129 | 0
Central_PV-1 | 1130 | 0
Central_PV-1 | 1131 | 0
Central_PV-1 | 1132 | 0
Central_PV-1 | 1133 | 0
Central_PV-1 | 1134 | 0
Central_PV-1 | 1135 | 0
Central_PV-1 | 1136 | 0.0378
Central_PV-1 | 1137 | 0.063
Central_PV-1 | 1138 | 0.1035
Central_PV-1 | 1139 | 0.4878
Central_PV-1 | 1140 | 0.5589
Central_PV-1 | 1141 | 0.3051
Central_PV-1 | 1142 | 0.3789
Central_PV-1 | 1143 | 0.2538
Central_PV-1 | 1144 | 0.288
Central_PV-1 | 1145 | 0.081
Central_PV-1 | 1146 | 0
Central_PV-1 | 1147 | 0
Central_PV-1 | 1148 | 0
Central_PV-1 | 1149 | 0
Central_PV-1 | 1150 | 0
Central_PV-1 | 1151 | 0
Central_PV-1 | 1152 | 0
Central_PV-1 | 1153 | 0
Central_PV-1 | 1154 | 0
Central_PV-1 | 1155 | 0
Central_PV-1 | 1156 | 0
Central_PV-1 | 1157 | 0
Central_PV-1 | 1158 | 0
Central_PV-1 | 1159 | 0
Central_PV-1 | 1160 | 0.0054
Central_PV-1 | 1161 | 0.1836
Central_PV-1 | 1162 | 0.3078
Central_PV-1 | 1163 | 0.3861
Central_PV-1 | 1164 | 0.5733
Central_PV-1 | 1165 | 0.5292
Central_PV-1 | 1166 | 0.5535
Central_PV-1 | 1167 | 0.4005
Central_PV-1 | 1168 | 0.3204
Central_PV-1 | 1169 | 0.054
Central_PV-1 | 1170 | 0
Central_PV-1 | 1171 | 0
Central_PV-1 | 1172 | 0
Central_PV-1 | 1173 | 0
Central_PV-1 | 1174 | 0
Central_PV-1 | 1175 | 0
Central_PV-1 | 1176 | 0
Central_PV-1 | 1177 | 0
Central_PV-1 | 1178 | 0
Central_PV-1 | 1179 | 0
Central_PV-1 | 1180 | 0
Central_PV-1 | 1181 | 0
Central_PV-1 | 1182 | 0
Central_PV-1 | 1183 | 0
Central_PV-1 | 1184 | 0.063
Central_PV-1 | 1185 | 0.2187
Central_PV-1 | 1186 | 0.3771
Central_PV-1 | 1187 | 0.5031
Central_PV-1 | 1188 | 0.5724
Central_PV-1 | 1189 | 0.5859
Central_PV-1 | 1190 | 0.4464
Central_PV-1 | 1191 | 0.4635
Central_PV-1 | 1192 | 0.2484
Central_PV-1 | 1193 | 0.0846
Central_PV-1 | 1194 | 0
Central_PV-1 | 1195 | 0
Central_PV-1 | 1196 | 0
Central_PV-1 | 1197 | 0
Central_PV-1 | 1198 | 0
Central_PV-1 | 1199 | 0
Central_PV-1 | 1200 | 0
Central_PV-1 | 1201 | 0
Central_PV-1 | 1202 | 0
Central_PV-1 | 1203 | 0
Central_PV-1 | 1204 | 0
Central_PV-1 | 1205 | 0
Central_PV-1 | 1206 | 0
Central_PV-1 | 1207 | 0
Central_PV-1 | 1208 | 0.0369
Central_PV-1 | 1209 | 0.1044
Central_PV-1 | 1210 | 0.0864
Central_PV-1 | 1211 | 0.2304
Central_PV-1 | 1212 | 0.2484
Central_PV-1 | 1213 | 0.4374
Central_PV-1 | 1214 | 0.5157
Central_PV-1 | 1215 | 0.4626
Central_PV-1 | 1216 | 0.3312
Central_PV-1 | 1217 | 0.0522
Central_PV-1 | 1218 | 0
Central_PV-1 | 1219 | 0
Central_PV-1 | 1220 | 0
Central_PV-1 | 1221 | 0
Central_PV-1 | 1222 | 0
Central_PV-1 | 1223 | 0
Central_PV-1 | 1224 | 0
Central_PV-1 | 1225 | 0
Central_PV-1 | 1226 | 0
Central_PV-1 | 1227 | 0
Central_PV-1 | 1228 | 0
Central_PV-1 | 1229 | 0
Central_PV-1 | 1230 | 0
Central_PV-1 | 1231 | 0
Central_PV-1 | 1232 | 0.0252
Central_PV-1 | 1233 | 0.1485
Central_PV-1 | 1234 | 0.3951
Central_PV-1 | 1235 | 0.513
Central_PV-1 | 1236 | 0.4572
Central_PV-1 | 1237 | 0.5202
Central_PV-1 | 1238 | 0.5382
Central_PV-1 | 1239 | 0.4473
Central_PV-1 | 1240 | 0.3267
Central_PV-1 | 1241 | 0.0765
Central_PV-1 | 1242 | 0
Central_PV-1 | 1243 | 0
Central_PV-1 | 1244 | 0
Central_PV-1 | 1245 | 0
Central_PV-1 | 1246 | 0
Central_PV-1 | 1247 | 0
Central_PV-1 | 1248 | 0
Central_PV-1 | 1249 | 0
Central_PV-1 | 1250 | 0
Central_PV-1 | 1251 | 0
Central_PV-1 | 1252 | 0
Central_PV-1 | 1253 | 0
Central_PV-1 | 1254 | 0
Central_PV-1 | 1255 | 0
Central_PV-1 | 1256 | 0.0774
Central_PV-1 | 1257 | 0.2421
Central_PV-1 | 1258 | 0.396
Central_PV-1 | 1259 | 0.3987
Central_PV-1 | 1260 | 0.3969
Central_PV-1 | 1261 | 0.4347
Central_PV-1 | 1262 | 0.1971
Central_PV-1 | 1263 | 0.1872
Central_PV-1 | 1264 | 0.1386
Central_PV-1 | 1265 | 0.0864
Central_PV-1 | 1266 | 0
Central_PV-1 | 1267 | 0
Central_PV-1 | 1268 | 0
Central_PV-1 | 1269 | 0
Central_PV-1 | 1270 | 0
Central_PV-1 | 1271 | 0
Central_PV-1 | 1272 | 0
Central_PV-1 | 1273 | 0
Central_PV-1 | 1274 | 0
Central_PV-1 | 1275 | 0
Central_PV-1 | 1276 | 0
Central_PV-1 | 1277 | 0
Central_PV-1 | 1278 | 0
Central_PV-1 | 1279 | 0
Central_PV-1 | 1280 | 0.0756
Central_PV-1 | 1281 | 0.2385
Central_PV-1 | 1282 | 0.3924
Central_PV-1 | 1283 | 0.5157
Central_PV-1 | 1284 | 0.5958
Central_PV-1 | 1285 | 0.6165
Central_PV-1 | 1286 | 0.5931
Central_PV-1 | 1287 | 0.4968
Central_PV-1 | 1288 | 0.3483
Central_PV-1 | 1289 | 0.1845
Central_PV-1 | 1290 | 0.0099
Central_PV-1 | 1291 | 0
Central_PV-1 | 1292 | 0
Central_PV-1 | 1293 | 0
Central_PV-1 | 1294 | 0
Central_PV-1 | 1295 | 0
Central_PV-1 | 1296 | 0
Central_PV-1 | 1297 | 0
Central_PV-1 | 1298 | 0
Central_PV-1 | 1299 | 0
Central_PV-1 | 1300 | 0
Central_PV-1 | 1301 | 0
Central_PV-1 | 1302 | 0
Central_PV-1 | 1303 | 0
Central_PV-1 | 1304 | 0.0693
Central_PV-1 | 1305 | 0.1602
Central_PV-1 | 1306 | 0.2853
Central_PV-1 | 1307 | 0.3699
Central_PV-1 | 1308 | 0.2898
Central_PV-1 | 1309 | 0.4662
Central_PV-1 | 1310 | 0.4572
Central_PV-1 | 1311 | 0.3573
Central_PV-1 | 1312 | 0.2385
Central_PV-1 | 1313 | 0.1071
Central_PV-1 | 1314 | 0.0063
Central_PV-1 | 1315 | 0
Central_PV-1 | 1316 | 0
Central_PV-1 | 1317 | 0
Central_PV-1 | 1318 | 0
Central_PV-1 | 1319 | 0
Central_PV-1 | 1320 | 0
Central_PV-1 | 1321 | 0
Central_PV-1 | 1322 | 0
Central_PV-1 | 1323 | 0
Central_PV-1 | 1324 | 0
Central_PV-1 | 1325 | 0
Central_PV-1 | 1326 | 0
Central_PV-1 | 1327 | 0
Central_PV-1 | 1328 | 0.0432
Central_PV-1 | 1329 | 0.1008
Central_PV-1 | 1330 | 0.2709
Central_PV-1 | 1331 | 0.5076
Central_PV-1 | 1332 | 0.414
Central_PV-1 | 1333 | 0.5247
Central_PV-1 | 1334 | 0.5733
Central_PV-1 | 1335 | 0.4842
Central_PV-1 | 1336 | 0.3204
Central_PV-1 | 1337 | 0.1863
Central_PV-1 | 1338 | 0.0144
Central_PV-1 | 1339 | 0
Central_PV-1 | 1340 | 0
Central_PV-1 | 1341 | 0
Central_PV-1 | 1342 | 0
Central_PV-1 | 1343 | 0
Central_PV-1 | 1344 | 0
Central_PV-1 | 1345 | 0
Central_PV-1 | 1346 | 0
Central_PV-1 | 1347 | 0
Central_PV-1 | 1348 | 0
Central_PV-1 | 1349 | 0
Central_PV-1 | 1350 | 0
Central_PV-1 | 1351 | 0
Central_PV-1 | 1352 | 0.0423
Central_PV-1 | 1353 | 0.09
Central_PV-1 | 1354 | 0.2259
Central_PV-1 | 1355 | 0.324
Central_PV-1 | 1356 | 0.4338
Central_PV-1 | 1357 | 0.5049
Central_PV-1 | 1358 | 0.5589
Central_PV-1 | 1359 | 0.2862
Central_PV-1 | 1360 | 0.2268
Central_PV-1 | 1361 | 0.1458
Central_PV-1 | 1362 | 0.0144
Central_PV-1 | 1363 | 0
Central_PV-1 | 1364 | 0
Central_PV-1 | 1365 | 0
Central_PV-1 | 1366 | 0
Central_PV-1 | 1367 | 0
Central_PV-1 | 1368 | 0
Central_PV-1 | 1369 | 0
Central_PV-1 | 1370 | 0
Central_PV-1 | 1371 | 0
Central_PV-1 | 1372 | 0
Central_PV-1 | 1373 | 0
Central_PV-1 | 1374 | 0
Central_PV-1 | 1375 | 0
Central_PV-1 | 1376 | 0.0216
Central_PV-1 | 1377 | 0.0405
Central_PV-1 | 1378 | 0.0567
Central_PV-1 | 1379 | 0.054
Central_PV-1 | 1380 | 0.1143
Central_PV-1 | 1381 | 0.135
Central_PV-1 | 1382 | 0.1485
Central_PV-1 | 1383 | 0.1971
Central_PV-1 | 1384 | 0.1656
Central_PV-1 | 1385 | 0.1278
Central_PV-1 | 1386 | 0.0162
Central_PV-1 | 1387 | 0
Central_PV-1 | 1388 | 0
Central_PV-1 | 1389 | 0
Central_PV-1 | 1390 | 0
Central_PV-1 | 1391 | 0
Central_PV-1 | 1392 | 0
Central_PV-1 | 1393 | 0
Central_PV-1 | 1394 | 0
Central_PV-1 | 1395 | 0
Central_PV-1 | 1396 | 0
Central_PV-1 | 1397 | 0
Central_PV-1 | 1398 | 0
Central_PV-1 | 1399 | 0
Central_PV-1 | 1400 | 0.0477
Central_PV-1 | 1401 | 0.1233
Central_PV-1 | 1402 | 0.1485
Central_PV-1 | 1403 | 0.0657
Central_PV-1 | 1404 | 0.0855
Central_PV-1 | 1405 | 0.37728
Central_PV-1 | 1406 | 0.38434
Central_PV-1 | 1407 | 0.2853
Central_PV-1 | 1408 | 0.2988
Central_PV-1 | 1409 | 0.1287
Central_PV-1 | 1410 | 0.0189
Central_PV-1 | 1411 | 0
Central_PV-1 | 1412 | 0
Central_PV-1 | 1413 | 0
Central_PV-1 | 1414 | 0
Central_PV-1 | 1415 | 0
Central_PV-1 | 1416 | 0
Central_PV-1 | 1417 | 0
Central_PV-1 | 1418 | 0
Central_PV-1 | 1419 | 0
Central_PV-1 | 1420 | 0
Central_PV-1 | 1421 | 0
Central_PV-1 | 1422 | 0
Central_PV-1 | 1423 | 0
Central_PV-1 | 1424 | 0.0693
Central_PV-1 | 1425 | 0.2457
Central_PV-1 | 1426 | 0.4383
Central_PV-1 | 1427 | 0.5553
Central_PV-1 | 1428 | 0.6219
Central_PV-1 | 1429 | 0.6111
Central_PV-1 | 1430 | 0.4671
Central_PV-1 | 1431 | 0.4869
Central_PV-1 | 1432 | 0.2313
Central_PV-1 | 1433 | 0.1152
Central_PV-1 | 1434 | 0.0216
Central_PV-1 | 1435 | 0
Central_PV-1 | 1436 | 0
Central_PV-1 | 1437 | 0
Central_PV-1 | 1438 | 0
Central_PV-1 | 1439 | 0
Central_PV-1 | 1440 | 0
Central_PV-1 | 1441 | 0
Central_PV-1 | 1442 | 0
Central_PV-1 | 1443 | 0
Central_PV-1 | 1444 | 0
Central_PV-1 | 1445 | 0
Central_PV-1 | 1446 | 0
Central_PV-1 | 1447 | 0
Central_PV-1 | 1448 | 0.0972
Central_PV-1 | 1449 | 0.2142
Central_PV-1 | 1450 | 0.3996
Central_PV-1 | 1451 | 0.5382
Central_PV-1 | 1452 | 0.6264
Central_PV-1 | 1453 | 0.6399
Central_PV-1 | 1454 | 0.5922
Central_PV-1 | 1455 | 0.5166
Central_PV-1 | 1456 | 0.3708
Central_PV-1 | 1457 | 0.1467
Central_PV-1 | 1458 | 0.0216
Central_PV-1 | 1459 | 0
Central_PV-1 | 1460 | 0
Central_PV-1 | 1461 | 0
Central_PV-1 | 1462 | 0
Central_PV-1 | 1463 | 0
Central_PV-1 | 1464 | 0
Central_PV-1 | 1465 | 0
Central_PV-1 | 1466 | 0
Central_PV-1 | 1467 | 0
Central_PV-1 | 1468 | 0
Central_PV-1 | 1469 | 0
Central_PV-1 | 1470 | 0
Central_PV-1 | 1471 | 0
Central_PV-1 | 1472 | 0.1125
Central_PV-1 | 1473 | 0.2853
Central_PV-1 | 1474 | 0.4473
Central_PV-1 | 1475 | 0.5634
Central_PV-1 | 1476 | 0.6318
Central_PV-1 | 1477 | 0.6408
Central_PV-1 | 1478 | 0.594
Central_PV-1 | 1479 | 0.5085
Central_PV-1 | 1480 | 0.3654
Central_PV-1 | 1481 | 0.2025
Central_PV-1 | 1482 | 0.0243
Central_PV-1 | 1483 | 0
Central_PV-1 | 1484 | 0
Central_PV-1 | 1485 | 0
Central_PV-1 | 1486 | 0
Central_PV-1 | 1487 | 0
Central_PV-1 | 1488 | 0
Central_PV-1 | 1489 | 0
Central_PV-1 | 1490 | 0
Central_PV-1 | 1491 | 0
Central_PV-1 | 1492 | 0
Central_PV-1 | 1493 | 0
Central_PV-1 | 1494 | 0
Central_PV-1 | 1495 | 0
Central_PV-1 | 1496 | 0.0873
Central_PV-1 | 1497 | 0.1575
Central_PV-1 | 1498 | 0.234
Central_PV-1 | 1499 | 0.5427
Central_PV-1 | 1500 | 0.6111
Central_PV-1 | 1501 | 0.4698
Central_PV-1 | 1502 | 0.3789
Central_PV-1 | 1503 | 0.1683
Central_PV-1 | 1504 | 0.0747
Central_PV-1 | 1505 | 0.0999
Central_PV-1 | 1506 | 0.0216
Central_PV-1 | 1507 | 0
Central_PV-1 | 1508 | 0
Central_PV-1 | 1509 | 0
Central_PV-1 | 1510 | 0
Central_PV-1 | 1511 | 0
Central_PV-1 | 1512 | 0
Central_PV-1 | 1513 | 0
Central_PV-1 | 1514 | 0
Central_PV-1 | 1515 | 0
Central_PV-1 | 1516 | 0
Central_PV-1 | 1517 | 0
Central_PV-1 | 1518 | 0
Central_PV-1 | 1519 | 0
Central_PV-1 | 1520 | 0.1206
Central_PV-1 | 1521 | 0.2943
Central_PV-1 | 1522 | 0.4509
Central_PV-1 | 1523 | 0.5652
Central_PV-1 | 1524 | 0.54
Central_PV-1 | 1525 | 0.6066
Central_PV-1 | 1526 | 0.3006
Central_PV-1 | 1527 | 0.1863
Central_PV-1 | 1528 | 0.2016
Central_PV-1 | 1529 | 0.0918
Central_PV-1 | 1530 | 0.0189
Central_PV-1 | 1531 | 0
Central_PV-1 | 1532 | 0
Central_PV-1 | 1533 | 0
Central_PV-1 | 1534 | 0
Central_PV-1 | 1535 | 0
Central_PV-1 | 1536 | 0
Central_PV-1 | 1537 | 0
Central_PV-1 | 1538 | 0
Central_PV-1 | 1539 | 0
Central_PV-1 | 1540 | 0
Central_PV-1 | 1541 | 0
Central_PV-1 | 1542 | 0
Central_PV-1 | 1543 | 0
Central_PV-1 | 1544 | 0.1287
Central_PV-1 | 1545 | 0.3024
Central_PV-1 | 1546 | 0.4635
Central_PV-1 | 1547 | 0.5823
Central_PV-1 | 1548 | 0.6543
Central_PV-1 | 1549 | 0.6624
Central_PV-1 | 1550 | 0.6174
Central_PV-1 | 1551 | 0.5301
Central_PV-1 | 1552 | 0.1233
Central_PV-1 | 1553 | 0.1557
Central_PV-1 | 1554 | 0.0198
Central_PV-1 | 1555 | 0
Central_PV-1 | 1556 | 0
Central_PV-1 | 1557 | 0
Central_PV-1 | 1558 | 0
Central_PV-1 | 1559 | 0
Central_PV-1 | 1560 | 0
Central_PV-1 | 1561 | 0
Central_PV-1 | 1562 | 0
Central_PV-1 | 1563 | 0
Central_PV-1 | 1564 | 0
Central_PV-1 | 1565 | 0
Central_PV-1 | 1566 | 0
Central_PV-1 | 1567 | 0
Central_PV-1 | 1568 | 0.0369
Central_PV-1 | 1569 | 0.1107
Central_PV-1 | 1570 | 0.0702
Central_PV-1 | 1571 | 0.135
Central_PV-1 | 1572 | 0.1179
Central_PV-1 | 1573 | 0.1881
Central_PV-1 | 1574 | 0.2277
Central_PV-1 | 1575 | 0.1521
Central_PV-1 | 1576 | 0.1377
Central_PV-1 | 1577 | 0.1521
Central_PV-1 | 1578 | 0.0297
Central_PV-1 | 1579 | 0
Central_PV-1 | 1580 | 0
Central_PV-1 | 1581 | 0
Central_PV-1 | 1582 | 0
Central_PV-1 | 1583 | 0
Central_PV-1 | 1584 | 0
Central_PV-1 | 1585 | 0
Central_PV-1 | 1586 | 0
Central_PV-1 | 1587 | 0
Central_PV-1 | 1588 | 0
Central_PV-1 | 1589 | 0
Central_PV-1 | 1590 | 0
Central_PV-1 | 1591 | 0
Central_PV-1 | 1592 | 0.1215
Central_PV-1 | 1593 | 0.2889
Central_PV-1 | 1594 | 0.4383
Central_PV-1 | 1595 | 0.5814
Central_PV-1 | 1596 | 0.6615
Central_PV-1 | 1597 | 0.6696
Central_PV-1 | 1598 | 0.6264
Central_PV-1 | 1599 | 0.5229
Central_PV-1 | 1600 | 0.3969
Central_PV-1 | 1601 | 0.2277
Central_PV-1 | 1602 | 0.0315
Central_PV-1 | 1603 | 0
Central_PV-1 | 1604 | 0
Central_PV-1 | 1605 | 0
Central_PV-1 | 1606 | 0
Central_PV-1 | 1607 | 0
Central_PV-1 | 1608 | 0
Central_PV-1 | 1609 | 0
Central_PV-1 | 1610 | 0
Central_PV-1 | 1611 | 0
Central_PV-1 | 1612 | 0
Central_PV-1 | 1613 | 0
Central_PV-1 | 1614 | 0
Central_PV-1 | 1615 | 0
Central_PV-1 | 1616 | 0.054
Central_PV-1 | 1617 | 0.1161
Central_PV-1 | 1618 | 0.2808
Central_PV-1 | 1619 | 0.4608
Central_PV-1 | 1620 | 0.4428
Central_PV-1 | 1621 | 0.5868
Central_PV-1 | 1622 | 0.5949
Central_PV-1 | 1623 | 0.441
Central_PV-1 | 1624 | 0.3195
Central_PV-1 | 1625 | 0.2151
Central_PV-1 | 1626 | 0.0315
Central_PV-1 | 1627 | 0
Central_PV-1 | 1628 | 0
Central_PV-1 | 1629 | 0
Central_PV-1 | 1630 | 0
Central_PV-1 | 1631 | 0
Central_PV-1 | 1632 | 0
Central_PV-1 | 1633 | 0
Central_PV-1 | 1634 | 0
Central_PV-1 | 1635 | 0
Central_PV-1 | 1636 | 0
Central_PV-1 | 1637 | 0
Central_PV-1 | 1638 | 0
Central_PV-1 | 1639 | 0
Central_PV-1 | 1640 | 0.1458
Central_PV-1 | 1641 | 0.3141
Central_PV-1 | 1642 | 0.4707
Central_PV-1 | 1643 | 0.5796
Central_PV-1 | 1644 | 0.6678
Central_PV-1 | 1645 | 0.6822
Central_PV-1 | 1646 | 0.6426
Central_PV-1 | 1647 | 0.5472
Central_PV-1 | 1648 | 0.4014
Central_PV-1 | 1649 | 0.2412
Central_PV-1 | 1650 | 0.0324
Central_PV-1 | 1651 | 0
Central_PV-1 | 1652 | 0
Central_PV-1 | 1653 | 0
Central_PV-1 | 1654 | 0
Central_PV-1 | 1655 | 0
Central_PV-1 | 1656 | 0
Central_PV-1 | 1657 | 0
Central_PV-1 | 1658 | 0
Central_PV-1 | 1659 | 0
Central_PV-1 | 1660 | 0
Central_PV-1 | 1661 | 0
Central_PV-1 | 1662 | 0
Central_PV-1 | 1663 | 0
Central_PV-1 | 1664 | 0.1467
Central_PV-1 | 1665 | 0.306
Central_PV-1 | 1666 | 0.2403
Central_PV-1 | 1667 | 0.3708
Central_PV-1 | 1668 | 0.4914
Central_PV-1 | 1669 | 0.6165
Central_PV-1 | 1670 | 0.5238
Central_PV-1 | 1671 | 0.4986
Central_PV-1 | 1672 | 0.378
Central_PV-1 | 1673 | 0.1944
Central_PV-1 | 1674 | 0.036
Central_PV-1 | 1675 | 0
Central_PV-1 | 1676 | 0
Central_PV-1 | 1677 | 0
Central_PV-1 | 1678 | 0
Central_PV-1 | 1679 | 0
Central_PV-1 | 1680 | 0
Central_PV-1 | 1681 | 0
Central_PV-1 | 1682 | 0
Central_PV-1 | 1683 | 0
Central_PV-1 | 1684 | 0
Central_PV-1 | 1685 | 0
Central_PV-1 | 1686 | 0
Central_PV-1 | 1687 | 0
Central_PV-1 | 1688 | 0.1089
Central_PV-1 | 1689 | 0.2196
Central_PV-1 | 1690 | 0.2952
Central_PV-1 | 1691 | 0.3645
Central_PV-1 | 1692 | 0.3708
Central_PV-1 | 1693 | 0.2637
Central_PV-1 | 1694 | 0.1467
Central_PV-1 | 1695 | 0.1008
Central_PV-1 | 1696 | 0.2556
Central_PV-1 | 1697 | 0.1629
Central_PV-1 | 1698 | 0.036
Central_PV-1 | 1699 | 0
Central_PV-1 | 1700 | 0
Central_PV-1 | 1701 | 0
Central_PV-1 | 1702 | 0
Central_PV-1 | 1703 | 0
Central_PV-1 | 1704 | 0
Central_PV-1 | 1705 | 0
Central_PV-1 | 1706 | 0
Central_PV-1 | 1707 | 0
Central_PV-1 | 1708 | 0
Central_PV-1 | 1709 | 0
Central_PV-1 | 1710 | 0
Central_PV-1 | 1711 | 0
Central_PV-1 | 1712 | 0.1539
Central_PV-1 | 1713 | 0.3258
Central_PV-1 | 1714 | 0.4914
Central_PV-1 | 1715 | 0.6102
Central_PV-1 | 1716 | 0.6867
Central_PV-1 | 1717 | 0.6966
Central_PV-1 | 1718 | 0.6561
Central_PV-1 | 1719 | 0.558
Central_PV-1 | 1720 | 0.4086
Central_PV-1 | 1721 | 0.2376
Central_PV-1 | 1722 | 0.036
Central_PV-1 | 1723 | 0
Central_PV-1 | 1724 | 0
Central_PV-1 | 1725 | 0
Central_PV-1 | 1726 | 0
Central_PV-1 | 1727 | 0
Central_PV-1 | 1728 | 0
Central_PV-1 | 1729 | 0
Central_PV-1 | 1730 | 0
Central_PV-1 | 1731 | 0
Central_PV-1 | 1732 | 0
Central_PV-1 | 1733 | 0
Central_PV-1 | 1734 | 0
Central_PV-1 | 1735 | 0
Central_PV-1 | 1736 | 0.1647
Central_PV-1 | 1737 | 0.3366
Central_PV-1 | 1738 | 0.4788
Central_PV-1 | 1739 | 0.5841
Central_PV-1 | 1740 | 0.6597
Central_PV-1 | 1741 | 0.6615
Central_PV-1 | 1742 | 0.5481
Central_PV-1 | 1743 | 0.4725
Central_PV-1 | 1744 | 0.387
Central_PV-1 | 1745 | 0.2358
Central_PV-1 | 1746 | 0.0378
Central_PV-1 | 1747 | 0
Central_PV-1 | 1748 | 0
Central_PV-1 | 1749 | 0
Central_PV-1 | 1750 | 0
Central_PV-1 | 1751 | 0
Central_PV-1 | 1752 | 0
Central_PV-1 | 1753 | 0
Central_PV-1 | 1754 | 0
Central_PV-1 | 1755 | 0
Central_PV-1 | 1756 | 0
Central_PV-1 | 1757 | 0
Central_PV-1 | 1758 | 0
Central_PV-1 | 1759 | 0
Central_PV-1 | 1760 | 0.171
Central_PV-1 | 1761 | 0.3438
Central_PV-1 | 1762 | 0.5022
Central_PV-1 | 1763 | 0.5535
Central_PV-1 | 1764 | 0.5247
Central_PV-1 | 1765 | 0.6444
Central_PV-1 | 1766 | 0.5175
Central_PV-1 | 1767 | 0.2502
Central_PV-1 | 1768 | 0.2961
Central_PV-1 | 1769 | 0.1674
Central_PV-1 | 1770 | 0.0414
Central_PV-1 | 1771 | 0
Central_PV-1 | 1772 | 0
Central_PV-1 | 1773 | 0
Central_PV-1 | 1774 | 0
Central_PV-1 | 1775 | 0
Central_PV-1 | 1776 | 0
Central_PV-1 | 1777 | 0
Central_PV-1 | 1778 | 0
Central_PV-1 | 1779 | 0
Central_PV-1 | 1780 | 0
Central_PV-1 | 1781 | 0
Central_PV-1 | 1782 | 0
Central_PV-1 | 1783 | 0
Central_PV-1 | 1784 | 0.1566
Central_PV-1 | 1785 | 0.3321
Central_PV-1 | 1786 | 0.4914
Central_PV-1 | 1787 | 0.6003
Central_PV-1 | 1788 | 0.6912
Central_PV-1 | 1789 | 0.7218
Central_PV-1 | 1790 | 0.666
Central_PV-1 | 1791 | 0.567
Central_PV-1 | 1792 | 0.4203
Central_PV-1 | 1793 | 0.2502
Central_PV-1 | 1794 | 0.0378
Central_PV-1 | 1795 | 0
Central_PV-1 | 1796 | 0
Central_PV-1 | 1797 | 0
Central_PV-1 | 1798 | 0
Central_PV-1 | 1799 | 0
Central_PV-1 | 1800 | 0
Central_PV-1 | 1801 | 0
Central_PV-1 | 1802 | 0
Central_PV-1 | 1803 | 0
Central_PV-1 | 1804 | 0
Central_PV-1 | 1805 | 0
Central_PV-1 | 1806 | 0
Central_PV-1 | 1807 | 0.0099
Central_PV-1 | 1808 | 0.1746
Central_PV-1 | 1809 | 0.3501
Central_PV-1 | 1810 | 0.5148
Central_PV-1 | 1811 | 0.6372
Central_PV-1 | 1812 | 0.7065
Central_PV-1 | 1813 | 0.7155
Central_PV-1 | 1814 | 0.6669
Central_PV-1 | 1815 | 0.5769
Central_PV-1 | 1816 | 0.4239
Central_PV-1 | 1817 | 0.2565
Central_PV-1 | 1818 | 0.0387
Central_PV-1 | 1819 | 0
Central_PV-1 | 1820 | 0
Central_PV-1 | 1821 | 0
Central_PV-1 | 1822 | 0
Central_PV-1 | 1823 | 0
Central_PV-1 | 1824 | 0
Central_PV-1 | 1825 | 0
Central_PV-1 | 1826 | 0
Central_PV-1 | 1827 | 0
Central_PV-1 | 1828 | 0
Central_PV-1 | 1829 | 0
Central_PV-1 | 1830 | 0
Central_PV-1 | 1831 | 0.0135
Central_PV-1 | 1832 | 0.126
Central_PV-1 | 1833 | 0.1098
Central_PV-1 | 1834 | 0.0981
Central_PV-1 | 1835 | 0.0747
Central_PV-1 | 1836 | 0.063
Central_PV-1 | 1837 | 0.0639
Central_PV-1 | 1838 | 0.0774
Central_PV-1 | 1839 | 0.3357
Central_PV-1 | 1840 | 0.279
Central_PV-1 | 1841 | 0.1269
Central_PV-1 | 1842 | 0.0441
Central_PV-1 | 1843 | 0
Central_PV-1 | 1844 | 0
Central_PV-1 | 1845 | 0
Central_PV-1 | 1846 | 0
Central_PV-1 | 1847 | 0
Central_PV-1 | 1848 | 0
Central_PV-1 | 1849 | 0
Central_PV-1 | 1850 | 0
Central_PV-1 | 1851 | 0
Central_PV-1 | 1852 | 0
Central_PV-1 | 1853 | 0
Central_PV-1 | 1854 | 0
Central_PV-1 | 1855 | 0.0144
Central_PV-1 | 1856 | 0.1773
Central_PV-1 | 1857 | 0.3717
Central_PV-1 | 1858 | 0.4905
Central_PV-1 | 1859 | 0.6714
Central_PV-1 | 1860 | 0.6984
Central_PV-1 | 1861 | 0.5139
Central_PV-1 | 1862 | 0.5094
Central_PV-1 | 1863 | 0.0513
Central_PV-1 | 1864 | 0.0387
Central_PV-1 | 1865 | 0.0468
Central_PV-1 | 1866 | 0.0324
Central_PV-1 | 1867 | 0
Central_PV-1 | 1868 | 0
Central_PV-1 | 1869 | 0
Central_PV-1 | 1870 | 0
Central_PV-1 | 1871 | 0
Central_PV-1 | 1872 | 0
Central_PV-1 | 1873 | 0
Central_PV-1 | 1874 | 0
Central_PV-1 | 1875 | 0
Central_PV-1 | 1876 | 0
Central_PV-1 | 1877 | 0
Central_PV-1 | 1878 | 0
Central_PV-1 | 1879 | 0.0171
Central_PV-1 | 1880 | 0.0954
Central_PV-1 | 1881 | 0.1278
Central_PV-1 | 1882 | 0.1935
Central_PV-1 | 1883 | 0.2223
Central_PV-1 | 1884 | 0.0945
Central_PV-1 | 1885 | 0.2178
Central_PV-1 | 1886 | 0.3186
Central_PV-1 | 1887 | 0.3186
Central_PV-1 | 1888 | 0.207
Central_PV-1 | 1889 | 0.2097
Central_PV-1 | 1890 | 0.0315
Central_PV-1 | 1891 | 0
Central_PV-1 | 1892 | 0
Central_PV-1 | 1893 | 0
Central_PV-1 | 1894 | 0
Central_PV-1 | 1895 | 0
Central_PV-1 | 1896 | 0
Central_PV-1 | 1897 | 0
Central_PV-1 | 1898 | 0
Central_PV-1 | 1899 | 0
Central_PV-1 | 1900 | 0
Central_PV-1 | 1901 | 0
Central_PV-1 | 1902 | 0
Central_PV-1 | 1903 | 0.0288
Central_PV-1 | 1904 | 0.0486
Central_PV-1 | 1905 | 0.2664
Central_PV-1 | 1906 | 0.0936
Central_PV-1 | 1907 | 0.6507
Central_PV-1 | 1908 | 0.648
Central_PV-1 | 1909 | 0.4545
Central_PV-1 | 1910 | 0.6156
Central_PV-1 | 1911 | 0.5598
Central_PV-1 | 1912 | 0.3861
Central_PV-1 | 1913 | 0.1944
Central_PV-1 | 1914 | 0.0513
Central_PV-1 | 1915 | 0
Central_PV-1 | 1916 | 0
Central_PV-1 | 1917 | 0
Central_PV-1 | 1918 | 0
Central_PV-1 | 1919 | 0
Central_PV-1 | 1920 | 0
Central_PV-1 | 1921 | 0
Central_PV-1 | 1922 | 0
Central_PV-1 | 1923 | 0
Central_PV-1 | 1924 | 0
Central_PV-1 | 1925 | 0
Central_PV-1 | 1926 | 0
Central_PV-1 | 1927 | 0.0252
Central_PV-1 | 1928 | 0.0702
Central_PV-1 | 1929 | 0.0999
Central_PV-1 | 1930 | 0.144
Central_PV-1 | 1931 | 0.5229
Central_PV-1 | 1932 | 0.3663
Central_PV-1 | 1933 | 0.2889
Central_PV-1 | 1934 | 0.5841
Central_PV-1 | 1935 | 0.3753
Central_PV-1 | 1936 | 0.3726
Central_PV-1 | 1937 | 0.1899
Central_PV-1 | 1938 | 0.0441
Central_PV-1 | 1939 | 0
Central_PV-1 | 1940 | 0
Central_PV-1 | 1941 | 0
Central_PV-1 | 1942 | 0
Central_PV-1 | 1943 | 0
Central_PV-1 | 1944 | 0
Central_PV-1 | 1945 | 0
Central_PV-1 | 1946 | 0
Central_PV-1 | 1947 | 0
Central_PV-1 | 1948 | 0
Central_PV-1 | 1949 | 0
Central_PV-1 | 1950 | 0
Central_PV-1 | 1951 | 0.0288
Central_PV-1 | 1952 | 0.1458
Central_PV-1 | 1953 | 0.2286
Central_PV-1 | 1954 | 0.1602
Central_PV-1 | 1955 | 0.0801
Central_PV-1 | 1956 | 0.0648
Central_PV-1 | 1957 | 0.081
Central_PV-1 | 1958 | 0.1773
Central_PV-1 | 1959 | 0.1449
Central_PV-1 | 1960 | 0.0396
Central_PV-1 | 1961 | 0.0315
Central_PV-1 | 1962 | 0.0432
Central_PV-1 | 1963 | 0
Central_PV-1 | 1964 | 0
Central_PV-1 | 1965 | 0
Central_PV-1 | 1966 | 0
Central_PV-1 | 1967 | 0
Central_PV-1 | 1968 | 0
Central_PV-1 | 1969 | 0
Central_PV-1 | 1970 | 0
Central_PV-1 | 1971 | 0
Central_PV-1 | 1972 | 0
Central_PV-1 | 1973 | 0
Central_PV-1 | 1974 | 0
Central_PV-1 | 1975 | 0.0081
Central_PV-1 | 1976 | 0.0666
Central_PV-1 | 1977 | 0.2448
Central_PV-1 | 1978 | 0.4023
Central_PV-1 | 1979 | 0.4536
Central_PV-1 | 1980 | 0.5913
Central_PV-1 | 1981 | 0.5607
Central_PV-1 | 1982 | 0.5283
Central_PV-1 | 1983 | 0.5733
Central_PV-1 | 1984 | 0.3879
Central_PV-1 | 1985 | 0.1764
Central_PV-1 | 1986 | 0.0495
Central_PV-1 | 1987 | 0
Central_PV-1 | 1988 | 0
Central_PV-1 | 1989 | 0
Central_PV-1 | 1990 | 0
Central_PV-1 | 1991 | 0
Central_PV-1 | 1992 | 0
Central_PV-1 | 1993 | 0
Central_PV-1 | 1994 | 0
Central_PV-1 | 1995 | 0
Central_PV-1 | 1996 | 0
Central_PV-1 | 1997 | 0
Central_PV-1 | 1998 | 0
Central_PV-1 | 1999 | 0.0207
Central_PV-1 | 2000 | 0.1836
Central_PV-1 | 2001 | 0.2223
Central_PV-1 | 2002 | 0.2682
Central_PV-1 | 2003 | 0.2925
Central_PV-1 | 2004 | 0.3969
Central_PV-1 | 2005 | 0.2898
Central_PV-1 | 2006 | 0.4095
Central_PV-1 | 2007 | 0.3825
Central_PV-1 | 2008 | 0.225
Central_PV-1 | 2009 | 0.1224
Central_PV-1 | 2010 | 0.0576
Central_PV-1 | 2011 | 0
Central_PV-1 | 2012 | 0
Central_PV-1 | 2013 | 0
Central_PV-1 | 2014 | 0
Central_PV-1 | 2015 | 0
Central_PV-1 | 2016 | 0
Central_PV-1 | 2017 | 0
Central_PV-1 | 2018 | 0
Central_PV-1 | 2019 | 0
Central_PV-1 | 2020 | 0
Central_PV-1 | 2021 | 0
Central_PV-1 | 2022 | 0
Central_PV-1 | 2023 | 0.027
Central_PV-1 | 2024 | 0.2331
Central_PV-1 | 2025 | 0.4104
Central_PV-1 | 2026 | 0.5328
Central_PV-1 | 2027 | 0.5526
Central_PV-1 | 2028 | 0.6183
Central_PV-1 | 2029 | 0.6921
Central_PV-1 | 2030 | 0.5607
Central_PV-1 | 2031 | 0.4923
Central_PV-1 | 2032 | 0.3573
Central_PV-1 | 2033 | 0.2376
Central_PV-1 | 2034 | 0.0585
Central_PV-1 | 2035 | 0
Central_PV-1 | 2036 | 0
Central_PV-1 | 2037 | 0
Central_PV-1 | 2038 | 0
Central_PV-1 | 2039 | 0
Central_PV-1 | 2040 | 0
Central_PV-1 | 2041 | 0
Central_PV-1 | 2042 | 0
Central_PV-1 | 2043 | 0
Central_PV-1 | 2044 | 0
Central_PV-1 | 2045 | 0
Central_PV-1 | 2046 | 0
Central_PV-1 | 2047 | 0.0108
Central_PV-1 | 2048 | 0.0207
Central_PV-1 | 2049 | 0.1494
Central_PV-1 | 2050 | 0.0891
Central_PV-1 | 2051 | 0.0954
Central_PV-1 | 2052 | 0.1467
Central_PV-1 | 2053 | 0.1278
Central_PV-1 | 2054 | 0.0756
Central_PV-1 | 2055 | 0.0801
Central_PV-1 | 2056 | 0.0819
Central_PV-1 | 2057 | 0.0252
Central_PV-1 | 2058 | 0.0567
Central_PV-1 | 2059 | 0
Central_PV-1 | 2060 | 0
Central_PV-1 | 2061 | 0
Central_PV-1 | 2062 | 0
Central_PV-1 | 2063 | 0
Central_PV-1 | 2064 | 0
Central_PV-1 | 2065 | 0
Central_PV-1 | 2066 | 0
Central_PV-1 | 2067 | 0
Central_PV-1 | 2068 | 0
Central_PV-1 | 2069 | 0
Central_PV-1 | 2070 | 0
Central_PV-1 | 2071 | 0.0594
Central_PV-1 | 2072 | 0.1593
Central_PV-1 | 2073 | 0.3393
Central_PV-1 | 2074 | 0.2664
Central_PV-1 | 2075 | 0.2502
Central_PV-1 | 2076 | 0.4752
Central_PV-1 | 2077 | 0.4608
Central_PV-1 | 2078 | 0.2871
Central_PV-1 | 2079 | 0.1593
Central_PV-1 | 2080 | 0.1287
Central_PV-1 | 2081 | 0.1647
Central_PV-1 | 2082 | 0.0405
Central_PV-1 | 2083 | 0
Central_PV-1 | 2084 | 0
Central_PV-1 | 2085 | 0
Central_PV-1 | 2086 | 0
Central_PV-1 | 2087 | 0
Central_PV-1 | 2088 | 0
Central_PV-1 | 2089 | 0
Central_PV-1 | 2090 | 0
Central_PV-1 | 2091 | 0
Central_PV-1 | 2092 | 0
Central_PV-1 | 2093 | 0
Central_PV-1 | 2094 | 0
Central_PV-1 | 2095 | 0.0648
Central_PV-1 | 2096 | 0.2061
Central_PV-1 | 2097 | 0.3807
Central_PV-1 | 2098 | 0.5256
Central_PV-1 | 2099 | 0.4914
Central_PV-1 | 2100 | 0.5967
Central_PV-1 | 2101 | 0.4995
Central_PV-1 | 2102 | 0.6102
Central_PV-1 | 2103 | 0.6156
Central_PV-1 | 2104 | 0.4464
Central_PV-1 | 2105 | 0.2862
Central_PV-1 | 2106 | 0.0432
Central_PV-1 | 2107 | 0
Central_PV-1 | 2108 | 0
Central_PV-1 | 2109 | 0
Central_PV-1 | 2110 | 0
Central_PV-1 | 2111 | 0
Central_PV-1 | 2112 | 0
Central_PV-1 | 2113 | 0
Central_PV-1 | 2114 | 0
Central_PV-1 | 2115 | 0
Central_PV-1 | 2116 | 0
Central_PV-1 | 2117 | 0
Central_PV-1 | 2118 | 0
Central_PV-1 | 2119 | 0.0099
Central_PV-1 | 2120 | 0.1467
Central_PV-1 | 2121 | 0.3897
Central_PV-1 | 2122 | 0.5544
Central_PV-1 | 2123 | 0.4986
Central_PV-1 | 2124 | 0.6444
Central_PV-1 | 2125 | 0.6714
Central_PV-1 | 2126 | 0.531
Central_PV-1 | 2127 | 0.6219
Central_PV-1 | 2128 | 0.4023
Central_PV-1 | 2129 | 0.2988
Central_PV-1 | 2130 | 0.0459
Central_PV-1 | 2131 | 0
Central_PV-1 | 2132 | 0
Central_PV-1 | 2133 | 0
Central_PV-1 | 2134 | 0
Central_PV-1 | 2135 | 0
Central_PV-1 | 2136 | 0
Central_PV-1 | 2137 | 0
Central_PV-1 | 2138 | 0
Central_PV-1 | 2139 | 0
Central_PV-1 | 2140 | 0
Central_PV-1 | 2141 | 0
Central_PV-1 | 2142 | 0
Central_PV-1 | 2143 | 0.0639
Central_PV-1 | 2144 | 0.2439
Central_PV-1 | 2145 | 0.3636
Central_PV-1 | 2146 | 0.5679
Central_PV-1 | 2147 | 0.6741
Central_PV-1 | 2148 | 0.6867
Central_PV-1 | 2149 | 0.6633
Central_PV-1 | 2150 | 0.5202
Central_PV-1 | 2151 | 0.4113
Central_PV-1 | 2152 | 0.4014
Central_PV-1 | 2153 | 0.2583
Central_PV-1 | 2154 | 0.0576
Central_PV-1 | 2155 | 0
Central_PV-1 | 2156 | 0
Central_PV-1 | 2157 | 0
Central_PV-1 | 2158 | 0
Central_PV-1 | 2159 | 0
Central_PV-1 | 2160 | 0
Central_PV-1 | 2161 | 0
Central_PV-1 | 2162 | 0
Central_PV-1 | 2163 | 0
Central_PV-1 | 2164 | 0
Central_PV-1 | 2165 | 0
Central_PV-1 | 2166 | 0
Central_PV-1 | 2167 | 0.0702
Central_PV-1 | 2168 | 0.234
Central_PV-1 | 2169 | 0.4086
Central_PV-1 | 2170 | 0.5616
Central_PV-1 | 2171 | 0.6804
Central_PV-1 | 2172 | 0.7524
Central_PV-1 | 2173 | 0.7209
Central_PV-1 | 2174 | 0.6966
Central_PV-1 | 2175 | 0.486
Central_PV-1 | 2176 | 0.3447
Central_PV-1 | 2177 | 0.2574
Central_PV-1 | 2178 | 0.0576
Central_PV-1 | 2179 | 0
Central_PV-1 | 2180 | 0
Central_PV-1 | 2181 | 0
Central_PV-1 | 2182 | 0
Central_PV-1 | 2183 | 0
Central_PV-1 | 2184 | 0
Central_PV-1 | 2185 | 0
Central_PV-1 | 2186 | 0
Central_PV-1 | 2187 | 0
Central_PV-1 | 2188 | 0
Central_PV-1 | 2189 | 0
Central_PV-1 | 2190 | 0
Central_PV-1 | 2191 | 0.0261
Central_PV-1 | 2192 | 0.0828
Central_PV-1 | 2193 | 0.3825
Central_PV-1 | 2194 | 0.3483
Central_PV-1 | 2195 | 0.351
Central_PV-1 | 2196 | 0.3546
Central_PV-1 | 2197 | 0.432
Central_PV-1 | 2198 | 0.6516
Central_PV-1 | 2199 | 0.5112
Central_PV-1 | 2200 | 0.3123
Central_PV-1 | 2201 | 0.1647
Central_PV-1 | 2202 | 0.0585
Central_PV-1 | 2203 | 0
Central_PV-1 | 2204 | 0
Central_PV-1 | 2205 | 0
Central_PV-1 | 2206 | 0
Central_PV-1 | 2207 | 0
Central_PV-1 | 2208 | 0
Central_PV-1 | 2209 | 0
Central_PV-1 | 2210 | 0
Central_PV-1 | 2211 | 0
Central_PV-1 | 2212 | 0
Central_PV-1 | 2213 | 0
Central_PV-1 | 2214 | 0
Central_PV-1 | 2215 | 0.0126
Central_PV-1 | 2216 | 0.0558
Central_PV-1 | 2217 | 0.0603
Central_PV-1 | 2218 | 0.0819
Central_PV-1 | 2219 | 0.0621
Central_PV-1 | 2220 | 0.1062
Central_PV-1 | 2221 | 0.1395
Central_PV-1 | 2222 | 0.3258
Central_PV-1 | 2223 | 0.1818
Central_PV-1 | 2224 | 0.0873
Central_PV-1 | 2225 | 0.0477
Central_PV-1 | 2226 | 0.0432
Central_PV-1 | 2227 | 0
Central_PV-1 | 2228 | 0
Central_PV-1 | 2229 | 0
Central_PV-1 | 2230 | 0
Central_PV-1 | 2231 | 0
Central_PV-1 | 2232 | 0
Central_PV-1 | 2233 | 0
Central_PV-1 | 2234 | 0
Central_PV-1 | 2235 | 0
Central_PV-1 | 2236 | 0
Central_PV-1 | 2237 | 0
Central_PV-1 | 2238 | 0
Central_PV-1 | 2239 | 0.0261
Central_PV-1 | 2240 | 0.0351
Central_PV-1 | 2241 | 0.1494
Central_PV-1 | 2242 | 0.2277
Central_PV-1 | 2243 | 0.0936
Central_PV-1 | 2244 | 0.5049
Central_PV-1 | 2245 | 0.2061
Central_PV-1 | 2246 | 0.6615
Central_PV-1 | 2247 | 0.207
Central_PV-1 | 2248 | 0.3492
Central_PV-1 | 2249 | 0.2565
Central_PV-1 | 2250 | 0.0675
Central_PV-1 | 2251 | 0
Central_PV-1 | 2252 | 0
Central_PV-1 | 2253 | 0
Central_PV-1 | 2254 | 0
Central_PV-1 | 2255 | 0
Central_PV-1 | 2256 | 0
Central_PV-1 | 2257 | 0
Central_PV-1 | 2258 | 0
Central_PV-1 | 2259 | 0
Central_PV-1 | 2260 | 0
Central_PV-1 | 2261 | 0
Central_PV-1 | 2262 | 0
Central_PV-1 | 2263 | 0.0882
Central_PV-1 | 2264 | 0.261
Central_PV-1 | 2265 | 0.4392
Central_PV-1 | 2266 | 0.4968
Central_PV-1 | 2267 | 0.7047
Central_PV-1 | 2268 | 0.7758
Central_PV-1 | 2269 | 0.7704
Central_PV-1 | 2270 | 0.7209
Central_PV-1 | 2271 | 0.6129
Central_PV-1 | 2272 | 0.4707
Central_PV-1 | 2273 | 0.2988
Central_PV-1 | 2274 | 0.0639
Central_PV-1 | 2275 | 0
Central_PV-1 | 2276 | 0
Central_PV-1 | 2277 | 0
Central_PV-1 | 2278 | 0
Central_PV-1 | 2279 | 0
Central_PV-1 | 2280 | 0
Central_PV-1 | 2281 | 0
Central_PV-1 | 2282 | 0
Central_PV-1 | 2283 | 0
Central_PV-1 | 2284 | 0
Central_PV-1 | 2285 | 0
Central_PV-1 | 2286 | 0
Central_PV-1 | 2287 | 0.09
Central_PV-1 | 2288 | 0.2646
Central_PV-1 | 2289 | 0.4482
Central_PV-1 | 2290 | 0.5994
Central_PV-1 | 2291 | 0.7164
Central_PV-1 | 2292 | 0.783
Central_PV-1 | 2293 | 0.7821
Central_PV-1 | 2294 | 0.7281
Central_PV-1 | 2295 | 0.6255
Central_PV-1 | 2296 | 0.486
Central_PV-1 | 2297 | 0.3114
Central_PV-1 | 2298 | 0.0594
Central_PV-1 | 2299 | 0
Central_PV-1 | 2300 | 0
Central_PV-1 | 2301 | 0
Central_PV-1 | 2302 | 0
Central_PV-1 | 2303 | 0
Central_PV-1 | 2304 | 0
Central_PV-1 | 2305 | 0
Central_PV-1 | 2306 | 0
Central_PV-1 | 2307 | 0
Central_PV-1 | 2308 | 0
Central_PV-1 | 2309 | 0
Central_PV-1 | 2310 | 0
Central_PV-1 | 2311 | 0.0522
Central_PV-1 | 2312 | 0.162
Central_PV-1 | 2313 | 0.2799
Central_PV-1 | 2314 | 0.4005
Central_PV-1 | 2315 | 0.5049
Central_PV-1 | 2316 | 0.7434
Central_PV-1 | 2317 | 0.6516
Central_PV-1 | 2318 | 0.72
Central_PV-1 | 2319 | 0.6192
Central_PV-1 | 2320 | 0.4815
Central_PV-1 | 2321 | 0.3096
Central_PV-1 | 2322 | 0.0594
Central_PV-1 | 2323 | 0
Central_PV-1 | 2324 | 0
Central_PV-1 | 2325 | 0
Central_PV-1 | 2326 | 0
Central_PV-1 | 2327 | 0
Central_PV-1 | 2328 | 0
Central_PV-1 | 2329 | 0
Central_PV-1 | 2330 | 0
Central_PV-1 | 2331 | 0
Central_PV-1 | 2332 | 0
Central_PV-1 | 2333 | 0
Central_PV-1 | 2334 | 0
Central_PV-1 | 2335 | 0.0981
Central_PV-1 | 2336 | 0.2763
Central_PV-1 | 2337 | 0.4527
Central_PV-1 | 2338 | 0.6048
Central_PV-1 | 2339 | 0.7173
Central_PV-1 | 2340 | 0.783
Central_PV-1 | 2341 | 0.7767
Central_PV-1 | 2342 | 0.7308
Central_PV-1 | 2343 | 0.6255
Central_PV-1 | 2344 | 0.4842
Central_PV-1 | 2345 | 0.3141
Central_PV-1 | 2346 | 0.0621
Central_PV-1 | 2347 | 0
Central_PV-1 | 2348 | 0
Central_PV-1 | 2349 | 0
Central_PV-1 | 2350 | 0
Central_PV-1 | 2351 | 0
Central_PV-1 | 2352 | 0
Central_PV-1 | 2353 | 0
Central_PV-1 | 2354 | 0
Central_PV-1 | 2355 | 0
Central_PV-1 | 2356 | 0
Central_PV-1 | 2357 | 0
Central_PV-1 | 2358 | 0
Central_PV-1 | 2359 | 0.1035
Central_PV-1 | 2360 | 0.2835
Central_PV-1 | 2361 | 0.4572
Central_PV-1 | 2362 | 0.6156
Central_PV-1 | 2363 | 0.7317
Central_PV-1 | 2364 | 0.7947
Central_PV-1 | 2365 | 0.7884
Central_PV-1 | 2366 | 0.7416
Central_PV-1 | 2367 | 0.6381
Central_PV-1 | 2368 | 0.5022
Central_PV-1 | 2369 | 0.3195
Central_PV-1 | 2370 | 0.063
Central_PV-1 | 2371 | 0
Central_PV-1 | 2372 | 0
Central_PV-1 | 2373 | 0
Central_PV-1 | 2374 | 0
Central_PV-1 | 2375 | 0
Central_PV-1 | 2376 | 0
Central_PV-1 | 2377 | 0
Central_PV-1 | 2378 | 0
Central_PV-1 | 2379 | 0
Central_PV-1 | 2380 | 0
Central_PV-1 | 2381 | 0
Central_PV-1 | 2382 | 0
Central_PV-1 | 2383 | 0.1071
Central_PV-1 | 2384 | 0.2925
Central_PV-1 | 2385 | 0.459
Central_PV-1 | 2386 | 0.6129
Central_PV-1 | 2387 | 0.729
Central_PV-1 | 2388 | 0.7866
Central_PV-1 | 2389 | 0.7875
Central_PV-1 | 2390 | 0.7407
Central_PV-1 | 2391 | 0.6345
Central_PV-1 | 2392 | 0.4923
Central_PV-1 | 2393 | 0.3195
Central_PV-1 | 2394 | 0.1368
Central_PV-1 | 2395 | 0
Central_PV-1 | 2396 | 0
Central_PV-1 | 2397 | 0
Central_PV-1 | 2398 | 0
Central_PV-1 | 2399 | 0
Central_PV-1 | 2400 | 0
Central_PV-1 | 2401 | 0
Central_PV-1 | 2402 | 0
Central_PV-1 | 2403 | 0
Central_PV-1 | 2404 | 0
Central_PV-1 | 2405 | 0
Central_PV-1 | 2406 | 0
Central_PV-1 | 2407 | 0.0864
Central_PV-1 | 2408 | 0.2853
Central_PV-1 | 2409 | 0.4608
Central_PV-1 | 2410 | 0.6147
Central_PV-1 | 2411 | 0.585
Central_PV-1 | 2412 | 0.7776
Central_PV-1 | 2413 | 0.729
Central_PV-1 | 2414 | 0.1989
Central_PV-1 | 2415 | 0.4401
Central_PV-1 | 2416 | 0.243
Central_PV-1 | 2417 | 0.0846
Central_PV-1 | 2418 | 0.027
Central_PV-1 | 2419 | 0
Central_PV-1 | 2420 | 0
Central_PV-1 | 2421 | 0
Central_PV-1 | 2422 | 0
Central_PV-1 | 2423 | 0
Central_PV-1 | 2424 | 0
Central_PV-1 | 2425 | 0
Central_PV-1 | 2426 | 0
Central_PV-1 | 2427 | 0
Central_PV-1 | 2428 | 0
Central_PV-1 | 2429 | 0
Central_PV-1 | 2430 | 0
Central_PV-1 | 2431 | 0.1116
Central_PV-1 | 2432 | 0.2745
Central_PV-1 | 2433 | 0.1647
Central_PV-1 | 2434 | 0.5895
Central_PV-1 | 2435 | 0.7398
Central_PV-1 | 2436 | 0.7686
Central_PV-1 | 2437 | 0.7524
Central_PV-1 | 2438 | 0.7389
Central_PV-1 | 2439 | 0.6534
Central_PV-1 | 2440 | 0.5031
Central_PV-1 | 2441 | 0.279
Central_PV-1 | 2442 | 0.1071
Central_PV-1 | 2443 | 0
Central_PV-1 | 2444 | 0
Central_PV-1 | 2445 | 0
Central_PV-1 | 2446 | 0
Central_PV-1 | 2447 | 0
Central_PV-1 | 2448 | 0
Central_PV-1 | 2449 | 0
Central_PV-1 | 2450 | 0
Central_PV-1 | 2451 | 0
Central_PV-1 | 2452 | 0
Central_PV-1 | 2453 | 0
Central_PV-1 | 2454 | 0
Central_PV-1 | 2455 | 0.117
Central_PV-1 | 2456 | 0.2925
Central_PV-1 | 2457 | 0.4698
Central_PV-1 | 2458 | 0.6282
Central_PV-1 | 2459 | 0.7362
Central_PV-1 | 2460 | 0.8001
Central_PV-1 | 2461 | 0.8046
Central_PV-1 | 2462 | 0.7497
Central_PV-1 | 2463 | 0.6426
Central_PV-1 | 2464 | 0.5004
Central_PV-1 | 2465 | 0.3276
Central_PV-1 | 2466 | 0.144
Central_PV-1 | 2467 | 0
Central_PV-1 | 2468 | 0
Central_PV-1 | 2469 | 0
Central_PV-1 | 2470 | 0
Central_PV-1 | 2471 | 0
Central_PV-1 | 2472 | 0
Central_PV-1 | 2473 | 0
Central_PV-1 | 2474 | 0
Central_PV-1 | 2475 | 0
Central_PV-1 | 2476 | 0
Central_PV-1 | 2477 | 0
Central_PV-1 | 2478 | 0
Central_PV-1 | 2479 | 0.1224
Central_PV-1 | 2480 | 0.3015
Central_PV-1 | 2481 | 0.4788
Central_PV-1 | 2482 | 0.6327
Central_PV-1 | 2483 | 0.7398
Central_PV-1 | 2484 | 0.8037
Central_PV-1 | 2485 | 0.8001
Central_PV-1 | 2486 | 0.7479
Central_PV-1 | 2487 | 0.6417
Central_PV-1 | 2488 | 0.4797
Central_PV-1 | 2489 | 0.2889
Central_PV-1 | 2490 | 0.1116
Central_PV-1 | 2491 | 0
Central_PV-1 | 2492 | 0
Central_PV-1 | 2493 | 0
Central_PV-1 | 2494 | 0
Central_PV-1 | 2495 | 0
Central_PV-1 | 2496 | 0
Central_PV-1 | 2497 | 0
Central_PV-1 | 2498 | 0
Central_PV-1 | 2499 | 0
Central_PV-1 | 2500 | 0
Central_PV-1 | 2501 | 0
Central_PV-1 | 2502 | 0
Central_PV-1 | 2503 | 0.1242
Central_PV-1 | 2504 | 0.3123
Central_PV-1 | 2505 | 0.4455
Central_PV-1 | 2506 | 0.3177
Central_PV-1 | 2507 | 0.432
Central_PV-1 | 2508 | 0.594
Central_PV-1 | 2509 | 0.4482
Central_PV-1 | 2510 | 0.5031
Central_PV-1 | 2511 | 0.4887
Central_PV-1 | 2512 | 0.4428
Central_PV-1 | 2513 | 0.1458
Central_PV-1 | 2514 | 0.0999
Central_PV-1 | 2515 | 0
Central_PV-1 | 2516 | 0
Central_PV-1 | 2517 | 0
Central_PV-1 | 2518 | 0
Central_PV-1 | 2519 | 0
Central_PV-1 | 2520 | 0
Central_PV-1 | 2521 | 0
Central_PV-1 | 2522 | 0
Central_PV-1 | 2523 | 0
Central_PV-1 | 2524 | 0
Central_PV-1 | 2525 | 0
Central_PV-1 | 2526 | 0
Central_PV-1 | 2527 | 0.1314
Central_PV-1 | 2528 | 0.3132
Central_PV-1 | 2529 | 0.4869
Central_PV-1 | 2530 | 0.6399
Central_PV-1 | 2531 | 0.747
Central_PV-1 | 2532 | 0.81
Central_PV-1 | 2533 | 0.81
Central_PV-1 | 2534 | 0.7542
Central_PV-1 | 2535 | 0.6507
Central_PV-1 | 2536 | 0.5085
Central_PV-1 | 2537 | 0.3375
Central_PV-1 | 2538 | 0.1548
Central_PV-1 | 2539 | 0
Central_PV-1 | 2540 | 0
Central_PV-1 | 2541 | 0
Central_PV-1 | 2542 | 0
Central_PV-1 | 2543 | 0
Central_PV-1 | 2544 | 0
Central_PV-1 | 2545 | 0
Central_PV-1 | 2546 | 0
Central_PV-1 | 2547 | 0
Central_PV-1 | 2548 | 0
Central_PV-1 | 2549 | 0
Central_PV-1 | 2550 | 0
Central_PV-1 | 2551 | 0.1287
Central_PV-1 | 2552 | 0.3123
Central_PV-1 | 2553 | 0.486
Central_PV-1 | 2554 | 0.6408
Central_PV-1 | 2555 | 0.7497
Central_PV-1 | 2556 | 0.8091
Central_PV-1 | 2557 | 0.8082
Central_PV-1 | 2558 | 0.7524
Central_PV-1 | 2559 | 0.6462
Central_PV-1 | 2560 | 0.5085
Central_PV-1 | 2561 | 0.333
Central_PV-1 | 2562 | 0.153
Central_PV-1 | 2563 | 0
Central_PV-1 | 2564 | 0
Central_PV-1 | 2565 | 0
Central_PV-1 | 2566 | 0
Central_PV-1 | 2567 | 0
Central_PV-1 | 2568 | 0
Central_PV-1 | 2569 | 0
Central_PV-1 | 2570 | 0
Central_PV-1 | 2571 | 0
Central_PV-1 | 2572 | 0
Central_PV-1 | 2573 | 0
Central_PV-1 | 2574 | 0
Central_PV-1 | 2575 | 0.1404
Central_PV-1 | 2576 | 0.3213
Central_PV-1 | 2577 | 0.4977
Central_PV-1 | 2578 | 0.648
Central_PV-1 | 2579 | 0.7614
Central_PV-1 | 2580 | 0.8208
Central_PV-1 | 2581 | 0.8109
Central_PV-1 | 2582 | 0.7668
Central_PV-1 | 2583 | 0.6597
Central_PV-1 | 2584 | 0.5139
Central_PV-1 | 2585 | 0.3393
Central_PV-1 | 2586 | 0.126
Central_PV-1 | 2587 | 0
Central_PV-1 | 2588 | 0
Central_PV-1 | 2589 | 0
Central_PV-1 | 2590 | 0
Central_PV-1 | 2591 | 0
Central_PV-1 | 2592 | 0
Central_PV-1 | 2593 | 0
Central_PV-1 | 2594 | 0
Central_PV-1 | 2595 | 0
Central_PV-1 | 2596 | 0
Central_PV-1 | 2597 | 0
Central_PV-1 | 2598 | 0
Central_PV-1 | 2599 | 0.1458
Central_PV-1 | 2600 | 0.324
Central_PV-1 | 2601 | 0.4986
Central_PV-1 | 2602 | 0.5103
Central_PV-1 | 2603 | 0.6624
Central_PV-1 | 2604 | 0.8154
Central_PV-1 | 2605 | 0.8181
Central_PV-1 | 2606 | 0.7659
Central_PV-1 | 2607 | 0.6588
Central_PV-1 | 2608 | 0.5139
Central_PV-1 | 2609 | 0.3402
Central_PV-1 | 2610 | 0.153
Central_PV-1 | 2611 | 0
Central_PV-1 | 2612 | 0
Central_PV-1 | 2613 | 0
Central_PV-1 | 2614 | 0
Central_PV-1 | 2615 | 0
Central_PV-1 | 2616 | 0
Central_PV-1 | 2617 | 0
Central_PV-1 | 2618 | 0
Central_PV-1 | 2619 | 0
Central_PV-1 | 2620 | 0
Central_PV-1 | 2621 | 0
Central_PV-1 | 2622 | 0
Central_PV-1 | 2623 | 0.0477
Central_PV-1 | 2624 | 0.1053
Central_PV-1 | 2625 | 0.0675
Central_PV-1 | 2626 | 0.081
Central_PV-1 | 2627 | 0.4338
Central_PV-1 | 2628 | 0.8136
Central_PV-1 | 2629 | 0.8127
Central_PV-1 | 2630 | 0.7677
Central_PV-1 | 2631 | 0.657
Central_PV-1 | 2632 | 0.4437
Central_PV-1 | 2633 | 0.2664
Central_PV-1 | 2634 | 0.1665
Central_PV-1 | 2635 | 0
Central_PV-1 | 2636 | 0
Central_PV-1 | 2637 | 0
Central_PV-1 | 2638 | 0
Central_PV-1 | 2639 | 0
Central_PV-1 | 2640 | 0
Central_PV-1 | 2641 | 0
Central_PV-1 | 2642 | 0
Central_PV-1 | 2643 | 0
Central_PV-1 | 2644 | 0
Central_PV-1 | 2645 | 0
Central_PV-1 | 2646 | 0
Central_PV-1 | 2647 | 0.1098
Central_PV-1 | 2648 | 0.2493
Central_PV-1 | 2649 | 0.5013
Central_PV-1 | 2650 | 0.6678
Central_PV-1 | 2651 | 0.7668
Central_PV-1 | 2652 | 0.8289
Central_PV-1 | 2653 | 0.8235
Central_PV-1 | 2654 | 0.7785
Central_PV-1 | 2655 | 0.6804
Central_PV-1 | 2656 | 0.5292
Central_PV-1 | 2657 | 0.3501
Central_PV-1 | 2658 | 0.1611
Central_PV-1 | 2659 | 0.009
Central_PV-1 | 2660 | 0
Central_PV-1 | 2661 | 0
Central_PV-1 | 2662 | 0
Central_PV-1 | 2663 | 0
Central_PV-1 | 2664 | 0
Central_PV-1 | 2665 | 0
Central_PV-1 | 2666 | 0
Central_PV-1 | 2667 | 0
Central_PV-1 | 2668 | 0
Central_PV-1 | 2669 | 0
Central_PV-1 | 2670 | 0
Central_PV-1 | 2671 | 0.0981
Central_PV-1 | 2672 | 0.2556
Central_PV-1 | 2673 | 0.4041
Central_PV-1 | 2674 | 0.5004
Central_PV-1 | 2675 | 0.5022
Central_PV-1 | 2676 | 0.6525
Central_PV-1 | 2677 | 0.6417
Central_PV-1 | 2678 | 0.6003
Central_PV-1 | 2679 | 0.4068
Central_PV-1 | 2680 | 0.5265
Central_PV-1 | 2681 | 0.3564
Central_PV-1 | 2682 | 0.1746
Central_PV-1 | 2683 | 0.0099
Central_PV-1 | 2684 | 0
Central_PV-1 | 2685 | 0
Central_PV-1 | 2686 | 0
Central_PV-1 | 2687 | 0
Central_PV-1 | 2688 | 0
Central_PV-1 | 2689 | 0
Central_PV-1 | 2690 | 0
Central_PV-1 | 2691 | 0
Central_PV-1 | 2692 | 0
Central_PV-1 | 2693 | 0
Central_PV-1 | 2694 | 0
Central_PV-1 | 2695 | 0.1611
Central_PV-1 | 2696 | 0.3393
Central_PV-1 | 2697 | 0.5157
Central_PV-1 | 2698 | 0.6615
Central_PV-1 | 2699 | 0.7686
Central_PV-1 | 2700 | 0.7965
Central_PV-1 | 2701 | 0.8073
Central_PV-1 | 2702 | 0.7353
Central_PV-1 | 2703 | 0.567
Central_PV-1 | 2704 | 0.5103
Central_PV-1 | 2705 | 0.3519
Central_PV-1 | 2706 | 0.1719
Central_PV-1 | 2707 | 0.0117
Central_PV-1 | 2708 | 0
Central_PV-1 | 2709 | 0
Central_PV-1 | 2710 | 0
Central_PV-1 | 2711 | 0
Central_PV-1 | 2712 | 0
Central_PV-1 | 2713 | 0
Central_PV-1 | 2714 | 0
Central_PV-1 | 2715 | 0
Central_PV-1 | 2716 | 0
Central_PV-1 | 2717 | 0
Central_PV-1 | 2718 | 0
Central_PV-1 | 2719 | 0.1656
Central_PV-1 | 2720 | 0.3465
Central_PV-1 | 2721 | 0.5247
Central_PV-1 | 2722 | 0.6741
Central_PV-1 | 2723 | 0.7794
Central_PV-1 | 2724 | 0.8451
Central_PV-1 | 2725 | 0.8397
Central_PV-1 | 2726 | 0.7893
Central_PV-1 | 2727 | 0.6804
Central_PV-1 | 2728 | 0.5364
Central_PV-1 | 2729 | 0.36
Central_PV-1 | 2730 | 0.1782
Central_PV-1 | 2731 | 0.0135
Central_PV-1 | 2732 | 0
Central_PV-1 | 2733 | 0
Central_PV-1 | 2734 | 0
Central_PV-1 | 2735 | 0
Central_PV-1 | 2736 | 0
Central_PV-1 | 2737 | 0
Central_PV-1 | 2738 | 0
Central_PV-1 | 2739 | 0
Central_PV-1 | 2740 | 0
Central_PV-1 | 2741 | 0
Central_PV-1 | 2742 | 0.0018
Central_PV-1 | 2743 | 0.0846
Central_PV-1 | 2744 | 0.2178
Central_PV-1 | 2745 | 0.0468
Central_PV-1 | 2746 | 0.0594
Central_PV-1 | 2747 | 0.0774
Central_PV-1 | 2748 | 0.1647
Central_PV-1 | 2749 | 0.36
Central_PV-1 | 2750 | 0.4581
Central_PV-1 | 2751 | 0.6129
Central_PV-1 | 2752 | 0.4734
Central_PV-1 | 2753 | 0.2259
Central_PV-1 | 2754 | 0.1674
Central_PV-1 | 2755 | 0.0144
Central_PV-1 | 2756 | 0
Central_PV-1 | 2757 | 0
Central_PV-1 | 2758 | 0
Central_PV-1 | 2759 | 0
Central_PV-1 | 2760 | 0
Central_PV-1 | 2761 | 0
Central_PV-1 | 2762 | 0
Central_PV-1 | 2763 | 0
Central_PV-1 | 2764 | 0
Central_PV-1 | 2765 | 0
Central_PV-1 | 2766 | 0.0018
Central_PV-1 | 2767 | 0.1755
Central_PV-1 | 2768 | 0.3537
Central_PV-1 | 2769 | 0.5238
Central_PV-1 | 2770 | 0.657
Central_PV-1 | 2771 | 0.7416
Central_PV-1 | 2772 | 0.8253
Central_PV-1 | 2773 | 0.8442
Central_PV-1 | 2774 | 0.7542
Central_PV-1 | 2775 | 0.6786
Central_PV-1 | 2776 | 0.5355
Central_PV-1 | 2777 | 0.3627
Central_PV-1 | 2778 | 0.1836
Central_PV-1 | 2779 | 0.0153
Central_PV-1 | 2780 | 0
Central_PV-1 | 2781 | 0
Central_PV-1 | 2782 | 0
Central_PV-1 | 2783 | 0
Central_PV-1 | 2784 | 0
Central_PV-1 | 2785 | 0
Central_PV-1 | 2786 | 0
Central_PV-1 | 2787 | 0
Central_PV-1 | 2788 | 0
Central_PV-1 | 2789 | 0
Central_PV-1 | 2790 | 0.0018
Central_PV-1 | 2791 | 0.0891
Central_PV-1 | 2792 | 0.3555
Central_PV-1 | 2793 | 0.4671
Central_PV-1 | 2794 | 0.495
Central_PV-1 | 2795 | 0.675
Central_PV-1 | 2796 | 0.5706
Central_PV-1 | 2797 | 0.7686
Central_PV-1 | 2798 | 0.423
Central_PV-1 | 2799 | 0.4923
Central_PV-1 | 2800 | 0.522
Central_PV-1 | 2801 | 0.3105
Central_PV-1 | 2802 | 0.1863
Central_PV-1 | 2803 | 0.0171
Central_PV-1 | 2804 | 0
Central_PV-1 | 2805 | 0
Central_PV-1 | 2806 | 0
Central_PV-1 | 2807 | 0
Central_PV-1 | 2808 | 0
Central_PV-1 | 2809 | 0
Central_PV-1 | 2810 | 0
Central_PV-1 | 2811 | 0
Central_PV-1 | 2812 | 0
Central_PV-1 | 2813 | 0
Central_PV-1 | 2814 | 0.0027
Central_PV-1 | 2815 | 0.1089
Central_PV-1 | 2816 | 0.3168
Central_PV-1 | 2817 | 0.5274
Central_PV-1 | 2818 | 0.6552
Central_PV-1 | 2819 | 0.6525
Central_PV-1 | 2820 | 0.7956
Central_PV-1 | 2821 | 0.7704
Central_PV-1 | 2822 | 0.6804
Central_PV-1 | 2823 | 0.6795
Central_PV-1 | 2824 | 0.5382
Central_PV-1 | 2825 | 0.3699
Central_PV-1 | 2826 | 0.1872
Central_PV-1 | 2827 | 0.018
Central_PV-1 | 2828 | 0
Central_PV-1 | 2829 | 0
Central_PV-1 | 2830 | 0
Central_PV-1 | 2831 | 0
Central_PV-1 | 2832 | 0
Central_PV-1 | 2833 | 0
Central_PV-1 | 2834 | 0
Central_PV-1 | 2835 | 0
Central_PV-1 | 2836 | 0
Central_PV-1 | 2837 | 0
Central_PV-1 | 2838 | 0.0027
Central_PV-1 | 2839 | 0.1818
Central_PV-1 | 2840 | 0.3609
Central_PV-1 | 2841 | 0.5355
Central_PV-1 | 2842 | 0.6759
Central_PV-1 | 2843 | 0.7605
Central_PV-1 | 2844 | 0.8235
Central_PV-1 | 2845 | 0.855
Central_PV-1 | 2846 | 0.7965
Central_PV-1 | 2847 | 0.6885
Central_PV-1 | 2848 | 0.5427
Central_PV-1 | 2849 | 0.3699
Central_PV-1 | 2850 | 0.189
Central_PV-1 | 2851 | 0.0189
Central_PV-1 | 2852 | 0
Central_PV-1 | 2853 | 0
Central_PV-1 | 2854 | 0
Central_PV-1 | 2855 | 0
Central_PV-1 | 2856 | 0
Central_PV-1 | 2857 | 0
Central_PV-1 | 2858 | 0
Central_PV-1 | 2859 | 0
Central_PV-1 | 2860 | 0
Central_PV-1 | 2861 | 0
Central_PV-1 | 2862 | 0.0027
Central_PV-1 | 2863 | 0.1548
Central_PV-1 | 2864 | 0.3168
Central_PV-1 | 2865 | 0.3771
Central_PV-1 | 2866 | 0.6858
Central_PV-1 | 2867 | 0.7875
Central_PV-1 | 2868 | 0.8559
Central_PV-1 | 2869 | 0.8613
Central_PV-1 | 2870 | 0.81
Central_PV-1 | 2871 | 0.7074
Central_PV-1 | 2872 | 0.4662
Central_PV-1 | 2873 | 0.3609
Central_PV-1 | 2874 | 0.198
Central_PV-1 | 2875 | 0.0198
Central_PV-1 | 2876 | 0
Central_PV-1 | 2877 | 0
Central_PV-1 | 2878 | 0
Central_PV-1 | 2879 | 0
Central_PV-1 | 2880 | 0
Central_PV-1 | 2881 | 0
Central_PV-1 | 2882 | 0
Central_PV-1 | 2883 | 0
Central_PV-1 | 2884 | 0
Central_PV-1 | 2885 | 0
Central_PV-1 | 2886 | 0.0153
Central_PV-1 | 2887 | 0.0621
Central_PV-1 | 2888 | 0.0738
Central_PV-1 | 2889 | 0.0801
Central_PV-1 | 2890 | 0.1467
Central_PV-1 | 2891 | 0.1818
Central_PV-1 | 2892 | 0.414
Central_PV-1 | 2893 | 0.1692
Central_PV-1 | 2894 | 0.1656
Central_PV-1 | 2895 | 0.4752
Central_PV-1 | 2896 | 0.2394
Central_PV-1 | 2897 | 0.2826
Central_PV-1 | 2898 | 0.0495
Central_PV-1 | 2899 | 0.0045
Central_PV-1 | 2900 | 0
Central_PV-1 | 2901 | 0
Central_PV-1 | 2902 | 0
Central_PV-1 | 2903 | 0
Central_PV-1 | 2904 | 0
Central_PV-1 | 2905 | 0
Central_PV-1 | 2906 | 0
Central_PV-1 | 2907 | 0
Central_PV-1 | 2908 | 0
Central_PV-1 | 2909 | 0
Central_PV-1 | 2910 | 0.0225
Central_PV-1 | 2911 | 0.1071
Central_PV-1 | 2912 | 0.3105
Central_PV-1 | 2913 | 0.4833
Central_PV-1 | 2914 | 0.6696
Central_PV-1 | 2915 | 0.7812
Central_PV-1 | 2916 | 0.8217
Central_PV-1 | 2917 | 0.8415
Central_PV-1 | 2918 | 0.7443
Central_PV-1 | 2919 | 0.6507
Central_PV-1 | 2920 | 0.4239
Central_PV-1 | 2921 | 0.3501
Central_PV-1 | 2922 | 0.1512
Central_PV-1 | 2923 | 0.0216
Central_PV-1 | 2924 | 0
Central_PV-1 | 2925 | 0
Central_PV-1 | 2926 | 0
Central_PV-1 | 2927 | 0
Central_PV-1 | 2928 | 0
Central_PV-1 | 2929 | 0
Central_PV-1 | 2930 | 0
Central_PV-1 | 2931 | 0
Central_PV-1 | 2932 | 0
Central_PV-1 | 2933 | 0
Central_PV-1 | 2934 | 0.009
Central_PV-1 | 2935 | 0.0333
Central_PV-1 | 2936 | 0.0702
Central_PV-1 | 2937 | 0.1485
Central_PV-1 | 2938 | 0.1368
Central_PV-1 | 2939 | 0.2988
Central_PV-1 | 2940 | 0.1314
Central_PV-1 | 2941 | 0.1314
Central_PV-1 | 2942 | 0.0918
Central_PV-1 | 2943 | 0.1071
Central_PV-1 | 2944 | 0.0936
Central_PV-1 | 2945 | 0.0513
Central_PV-1 | 2946 | 0.0189
Central_PV-1 | 2947 | 0.0036
Central_PV-1 | 2948 | 0
Central_PV-1 | 2949 | 0
Central_PV-1 | 2950 | 0
Central_PV-1 | 2951 | 0
Central_PV-1 | 2952 | 0
Central_PV-1 | 2953 | 0
Central_PV-1 | 2954 | 0
Central_PV-1 | 2955 | 0
Central_PV-1 | 2956 | 0
Central_PV-1 | 2957 | 0
Central_PV-1 | 2958 | 0.027
Central_PV-1 | 2959 | 0.0495
Central_PV-1 | 2960 | 0.1341
Central_PV-1 | 2961 | 0.2817
Central_PV-1 | 2962 | 0.189
Central_PV-1 | 2963 | 0.1791
Central_PV-1 | 2964 | 0.4167
Central_PV-1 | 2965 | 0.3384
Central_PV-1 | 2966 | 0.36
Central_PV-1 | 2967 | 0.2232
Central_PV-1 | 2968 | 0.2511
Central_PV-1 | 2969 | 0.1764
Central_PV-1 | 2970 | 0.0405
Central_PV-1 | 2971 | 0.0234
Central_PV-1 | 2972 | 0
Central_PV-1 | 2973 | 0
Central_PV-1 | 2974 | 0
Central_PV-1 | 2975 | 0
Central_PV-1 | 2976 | 0
Central_PV-1 | 2977 | 0
Central_PV-1 | 2978 | 0
Central_PV-1 | 2979 | 0
Central_PV-1 | 2980 | 0
Central_PV-1 | 2981 | 0
Central_PV-1 | 2982 | 0.0072
Central_PV-1 | 2983 | 0.0882
Central_PV-1 | 2984 | 0.2457
Central_PV-1 | 2985 | 0.4599
Central_PV-1 | 2986 | 0.6651
Central_PV-1 | 2987 | 0.5688
Central_PV-1 | 2988 | 0.4689
Central_PV-1 | 2989 | 0.2565
Central_PV-1 | 2990 | 0.2097
Central_PV-1 | 2991 | 0.4653
Central_PV-1 | 2992 | 0.4716
Central_PV-1 | 2993 | 0.1629
Central_PV-1 | 2994 | 0.2025
Central_PV-1 | 2995 | 0.0252
Central_PV-1 | 2996 | 0
Central_PV-1 | 2997 | 0
Central_PV-1 | 2998 | 0
Central_PV-1 | 2999 | 0
Central_PV-1 | 3000 | 0
Central_PV-1 | 3001 | 0
Central_PV-1 | 3002 | 0
Central_PV-1 | 3003 | 0
Central_PV-1 | 3004 | 0
Central_PV-1 | 3005 | 0
Central_PV-1 | 3006 | 0.0207
Central_PV-1 | 3007 | 0.0639
Central_PV-1 | 3008 | 0.1386
Central_PV-1 | 3009 | 0.2367
Central_PV-1 | 3010 | 0.2349
Central_PV-1 | 3011 | 0.4086
Central_PV-1 | 3012 | 0.3906
Central_PV-1 | 3013 | 0.1368
Central_PV-1 | 3014 | 0.1305
Central_PV-1 | 3015 | 0.6804
Central_PV-1 | 3016 | 0.4671
Central_PV-1 | 3017 | 0.2268
Central_PV-1 | 3018 | 0.1476
Central_PV-1 | 3019 | 0.0261
Central_PV-1 | 3020 | 0
Central_PV-1 | 3021 | 0
Central_PV-1 | 3022 | 0
Central_PV-1 | 3023 | 0
Central_PV-1 | 3024 | 0
Central_PV-1 | 3025 | 0
Central_PV-1 | 3026 | 0
Central_PV-1 | 3027 | 0
Central_PV-1 | 3028 | 0
Central_PV-1 | 3029 | 0
Central_PV-1 | 3030 | 0.0387
Central_PV-1 | 3031 | 0.0666
Central_PV-1 | 3032 | 0.2916
Central_PV-1 | 3033 | 0.2979
Central_PV-1 | 3034 | 0.5391
Central_PV-1 | 3035 | 0.6111
Central_PV-1 | 3036 | 0.6624
Central_PV-1 | 3037 | 0.747
Central_PV-1 | 3038 | 0.6426
Central_PV-1 | 3039 | 0.648
Central_PV-1 | 3040 | 0.441
Central_PV-1 | 3041 | 0.3753
Central_PV-1 | 3042 | 0.2043
Central_PV-1 | 3043 | 0.027
Central_PV-1 | 3044 | 0
Central_PV-1 | 3045 | 0
Central_PV-1 | 3046 | 0
Central_PV-1 | 3047 | 0
Central_PV-1 | 3048 | 0
Central_PV-1 | 3049 | 0
Central_PV-1 | 3050 | 0
Central_PV-1 | 3051 | 0
Central_PV-1 | 3052 | 0
Central_PV-1 | 3053 | 0
Central_PV-1 | 3054 | 0.0306
Central_PV-1 | 3055 | 0.1557
Central_PV-1 | 3056 | 0.3483
Central_PV-1 | 3057 | 0.5085
Central_PV-1 | 3058 | 0.6795
Central_PV-1 | 3059 | 0.7407
Central_PV-1 | 3060 | 0.8145
Central_PV-1 | 3061 | 0.819
Central_PV-1 | 3062 | 0.7812
Central_PV-1 | 3063 | 0.6768
Central_PV-1 | 3064 | 0.2367
Central_PV-1 | 3065 | 0.3843
Central_PV-1 | 3066 | 0.2034
Central_PV-1 | 3067 | 0.0288
Central_PV-1 | 3068 | 0
Central_PV-1 | 3069 | 0
Central_PV-1 | 3070 | 0
Central_PV-1 | 3071 | 0
Central_PV-1 | 3072 | 0
Central_PV-1 | 3073 | 0
Central_PV-1 | 3074 | 0
Central_PV-1 | 3075 | 0
Central_PV-1 | 3076 | 0
Central_PV-1 | 3077 | 0
Central_PV-1 | 3078 | 0.0378
Central_PV-1 | 3079 | 0.1566
Central_PV-1 | 3080 | 0.378
Central_PV-1 | 3081 | 0.5265
Central_PV-1 | 3082 | 0.6777
Central_PV-1 | 3083 | 0.7506
Central_PV-1 | 3084 | 0.8442
Central_PV-1 | 3085 | 0.8442
Central_PV-1 | 3086 | 0.7866
Central_PV-1 | 3087 | 0.6552
Central_PV-1 | 3088 | 0.4473
Central_PV-1 | 3089 | 0.3393
Central_PV-1 | 3090 | 0.2061
Central_PV-1 | 3091 | 0.0297
Central_PV-1 | 3092 | 0
Central_PV-1 | 3093 | 0
Central_PV-1 | 3094 | 0
Central_PV-1 | 3095 | 0
Central_PV-1 | 3096 | 0
Central_PV-1 | 3097 | 0
Central_PV-1 | 3098 | 0
Central_PV-1 | 3099 | 0
Central_PV-1 | 3100 | 0
Central_PV-1 | 3101 | 0
Central_PV-1 | 3102 | 0.0423
Central_PV-1 | 3103 | 0.0783
Central_PV-1 | 3104 | 0.0711
Central_PV-1 | 3105 | 0.0621
Central_PV-1 | 3106 | 0.1998
Central_PV-1 | 3107 | 0.69417
Central_PV-1 | 3108 | 0.1899
Central_PV-1 | 3109 | 0.3339
Central_PV-1 | 3110 | 0.117
Central_PV-1 | 3111 | 0.3789
Central_PV-1 | 3112 | 0.3942
Central_PV-1 | 3113 | 0.09
Central_PV-1 | 3114 | 0.1314
Central_PV-1 | 3115 | 0.0315
Central_PV-1 | 3116 | 0
Central_PV-1 | 3117 | 0
Central_PV-1 | 3118 | 0
Central_PV-1 | 3119 | 0
Central_PV-1 | 3120 | 0
Central_PV-1 | 3121 | 0
Central_PV-1 | 3122 | 0
Central_PV-1 | 3123 | 0
Central_PV-1 | 3124 | 0
Central_PV-1 | 3125 | 0
Central_PV-1 | 3126 | 0.0432
Central_PV-1 | 3127 | 0.1593
Central_PV-1 | 3128 | 0.3357
Central_PV-1 | 3129 | 0.5616
Central_PV-1 | 3130 | 0.7083
Central_PV-1 | 3131 | 0.8118
Central_PV-1 | 3132 | 0.8658
Central_PV-1 | 3133 | 0.8703
Central_PV-1 | 3134 | 0.8118
Central_PV-1 | 3135 | 0.7083
Central_PV-1 | 3136 | 0.5616
Central_PV-1 | 3137 | 0.3942
Central_PV-1 | 3138 | 0.2142
Central_PV-1 | 3139 | 0.0306
Central_PV-1 | 3140 | 0
Central_PV-1 | 3141 | 0
Central_PV-1 | 3142 | 0
Central_PV-1 | 3143 | 0
Central_PV-1 | 3144 | 0
Central_PV-1 | 3145 | 0
Central_PV-1 | 3146 | 0
Central_PV-1 | 3147 | 0
Central_PV-1 | 3148 | 0
Central_PV-1 | 3149 | 0
Central_PV-1 | 3150 | 0.027
Central_PV-1 | 3151 | 0.1917
Central_PV-1 | 3152 | 0.3942
Central_PV-1 | 3153 | 0.5544
Central_PV-1 | 3154 | 0.6984
Central_PV-1 | 3155 | 0.8001
Central_PV-1 | 3156 | 0.8487
Central_PV-1 | 3157 | 0.7821
Central_PV-1 | 3158 | 0.3096
Central_PV-1 | 3159 | 0.6948
Central_PV-1 | 3160 | 0.4896
Central_PV-1 | 3161 | 0.3924
Central_PV-1 | 3162 | 0.216
Central_PV-1 | 3163 | 0.0324
Central_PV-1 | 3164 | 0
Central_PV-1 | 3165 | 0
Central_PV-1 | 3166 | 0
Central_PV-1 | 3167 | 0
Central_PV-1 | 3168 | 0
Central_PV-1 | 3169 | 0
Central_PV-1 | 3170 | 0
Central_PV-1 | 3171 | 0
Central_PV-1 | 3172 | 0
Central_PV-1 | 3173 | 0
Central_PV-1 | 3174 | 0.0504
Central_PV-1 | 3175 | 0.2106
Central_PV-1 | 3176 | 0.396
Central_PV-1 | 3177 | 0.4347
Central_PV-1 | 3178 | 0.5868
Central_PV-1 | 3179 | 0.7929
Central_PV-1 | 3180 | 0.8496
Central_PV-1 | 3181 | 0.8451
Central_PV-1 | 3182 | 0.6057
Central_PV-1 | 3183 | 0.6885
Central_PV-1 | 3184 | 0.5535
Central_PV-1 | 3185 | 0.3006
Central_PV-1 | 3186 | 0.2043
Central_PV-1 | 3187 | 0.0333
Central_PV-1 | 3188 | 0
Central_PV-1 | 3189 | 0
Central_PV-1 | 3190 | 0
Central_PV-1 | 3191 | 0
Central_PV-1 | 3192 | 0
Central_PV-1 | 3193 | 0
Central_PV-1 | 3194 | 0
Central_PV-1 | 3195 | 0
Central_PV-1 | 3196 | 0
Central_PV-1 | 3197 | 0
Central_PV-1 | 3198 | 0.0423
Central_PV-1 | 3199 | 0.0963
Central_PV-1 | 3200 | 0.1908
Central_PV-1 | 3201 | 0.3024
Central_PV-1 | 3202 | 0.4212
Central_PV-1 | 3203 | 0.3762
Central_PV-1 | 3204 | 0.3591
Central_PV-1 | 3205 | 0.0918
Central_PV-1 | 3206 | 0.0729
Central_PV-1 | 3207 | 0.072
Central_PV-1 | 3208 | 0.1062
Central_PV-1 | 3209 | 0.1764
Central_PV-1 | 3210 | 0.1116
Central_PV-1 | 3211 | 0.0252
Central_PV-1 | 3212 | 0
Central_PV-1 | 3213 | 0
Central_PV-1 | 3214 | 0
Central_PV-1 | 3215 | 0
Central_PV-1 | 3216 | 0
Central_PV-1 | 3217 | 0
Central_PV-1 | 3218 | 0
Central_PV-1 | 3219 | 0
Central_PV-1 | 3220 | 0
Central_PV-1 | 3221 | 0
Central_PV-1 | 3222 | 0.0621
Central_PV-1 | 3223 | 0.1377
Central_PV-1 | 3224 | 0.3078
Central_PV-1 | 3225 | 0.5004
Central_PV-1 | 3226 | 0.7074
Central_PV-1 | 3227 | 0.2979
Central_PV-1 | 3228 | 0.4869
Central_PV-1 | 3229 | 0.6147
Central_PV-1 | 3230 | 0.6975
Central_PV-1 | 3231 | 0.5274
Central_PV-1 | 3232 | 0.36
Central_PV-1 | 3233 | 0.3789
Central_PV-1 | 3234 | 0.2187
Central_PV-1 | 3235 | 0.0351
Central_PV-1 | 3236 | 0
Central_PV-1 | 3237 | 0
Central_PV-1 | 3238 | 0
Central_PV-1 | 3239 | 0
Central_PV-1 | 3240 | 0
Central_PV-1 | 3241 | 0
Central_PV-1 | 3242 | 0
Central_PV-1 | 3243 | 0
Central_PV-1 | 3244 | 0
Central_PV-1 | 3245 | 0
Central_PV-1 | 3246 | 0.0531
Central_PV-1 | 3247 | 0.2205
Central_PV-1 | 3248 | 0.3978
Central_PV-1 | 3249 | 0.4986
Central_PV-1 | 3250 | 0.5562
Central_PV-1 | 3251 | 0.4887
Central_PV-1 | 3252 | 0.5922
Central_PV-1 | 3253 | 0.4923
Central_PV-1 | 3254 | 0.4752
Central_PV-1 | 3255 | 0.6732
Central_PV-1 | 3256 | 0.5652
Central_PV-1 | 3257 | 0.396
Central_PV-1 | 3258 | 0.2232
Central_PV-1 | 3259 | 0.036
Central_PV-1 | 3260 | 0
Central_PV-1 | 3261 | 0
Central_PV-1 | 3262 | 0
Central_PV-1 | 3263 | 0
Central_PV-1 | 3264 | 0
Central_PV-1 | 3265 | 0
Central_PV-1 | 3266 | 0
Central_PV-1 | 3267 | 0
Central_PV-1 | 3268 | 0
Central_PV-1 | 3269 | 0
Central_PV-1 | 3270 | 0.0612
Central_PV-1 | 3271 | 0.2286
Central_PV-1 | 3272 | 0.3933
Central_PV-1 | 3273 | 0.5472
Central_PV-1 | 3274 | 0.702
Central_PV-1 | 3275 | 0.5742
Central_PV-1 | 3276 | 0.7263
Central_PV-1 | 3277 | 0.7407
Central_PV-1 | 3278 | 0.6543
Central_PV-1 | 3279 | 0.5922
Central_PV-1 | 3280 | 0.5382
Central_PV-1 | 3281 | 0.3735
Central_PV-1 | 3282 | 0.1773
Central_PV-1 | 3283 | 0.0387
Central_PV-1 | 3284 | 0
Central_PV-1 | 3285 | 0
Central_PV-1 | 3286 | 0
Central_PV-1 | 3287 | 0
Central_PV-1 | 3288 | 0
Central_PV-1 | 3289 | 0
Central_PV-1 | 3290 | 0
Central_PV-1 | 3291 | 0
Central_PV-1 | 3292 | 0
Central_PV-1 | 3293 | 0
Central_PV-1 | 3294 | 0.0603
Central_PV-1 | 3295 | 0.2259
Central_PV-1 | 3296 | 0.4014
Central_PV-1 | 3297 | 0.5679
Central_PV-1 | 3298 | 0.7155
Central_PV-1 | 3299 | 0.8127
Central_PV-1 | 3300 | 0.8703
Central_PV-1 | 3301 | 0.8703
Central_PV-1 | 3302 | 0.8172
Central_PV-1 | 3303 | 0.72
Central_PV-1 | 3304 | 0.5715
Central_PV-1 | 3305 | 0.4068
Central_PV-1 | 3306 | 0.2277
Central_PV-1 | 3307 | 0.0369
Central_PV-1 | 3308 | 0
Central_PV-1 | 3309 | 0
Central_PV-1 | 3310 | 0
Central_PV-1 | 3311 | 0
Central_PV-1 | 3312 | 0
Central_PV-1 | 3313 | 0
Central_PV-1 | 3314 | 0
Central_PV-1 | 3315 | 0
Central_PV-1 | 3316 | 0
Central_PV-1 | 3317 | 0
Central_PV-1 | 3318 | 0.063
Central_PV-1 | 3319 | 0.2286
Central_PV-1 | 3320 | 0.3987
Central_PV-1 | 3321 | 0.5724
Central_PV-1 | 3322 | 0.72
Central_PV-1 | 3323 | 0.8181
Central_PV-1 | 3324 | 0.8712
Central_PV-1 | 3325 | 0.8721
Central_PV-1 | 3326 | 0.81
Central_PV-1 | 3327 | 0.7092
Central_PV-1 | 3328 | 0.5697
Central_PV-1 | 3329 | 0.3924
Central_PV-1 | 3330 | 0.1413
Central_PV-1 | 3331 | 0.0297
Central_PV-1 | 3332 | 0
Central_PV-1 | 3333 | 0
Central_PV-1 | 3334 | 0
Central_PV-1 | 3335 | 0
Central_PV-1 | 3336 | 0
Central_PV-1 | 3337 | 0
Central_PV-1 | 3338 | 0
Central_PV-1 | 3339 | 0
Central_PV-1 | 3340 | 0
Central_PV-1 | 3341 | 0
Central_PV-1 | 3342 | 0.0621
Central_PV-1 | 3343 | 0.2232
Central_PV-1 | 3344 | 0.4005
Central_PV-1 | 3345 | 0.513
Central_PV-1 | 3346 | 0.3447
Central_PV-1 | 3347 | 0.4203
Central_PV-1 | 3348 | 0.8388
Central_PV-1 | 3349 | 0.8685
Central_PV-1 | 3350 | 0.6759
Central_PV-1 | 3351 | 0.6948
Central_PV-1 | 3352 | 0.5679
Central_PV-1 | 3353 | 0.4059
Central_PV-1 | 3354 | 0.2322
Central_PV-1 | 3355 | 0.0396
Central_PV-1 | 3356 | 0
Central_PV-1 | 3357 | 0
Central_PV-1 | 3358 | 0
Central_PV-1 | 3359 | 0
Central_PV-1 | 3360 | 0
Central_PV-1 | 3361 | 0
Central_PV-1 | 3362 | 0
Central_PV-1 | 3363 | 0
Central_PV-1 | 3364 | 0
Central_PV-1 | 3365 | 0
Central_PV-1 | 3366 | 0.0639
Central_PV-1 | 3367 | 0.225
Central_PV-1 | 3368 | 0.4059
Central_PV-1 | 3369 | 0.5751
Central_PV-1 | 3370 | 0.7191
Central_PV-1 | 3371 | 0.8163
Central_PV-1 | 3372 | 0.8784
Central_PV-1 | 3373 | 0.8784
Central_PV-1 | 3374 | 0.8253
Central_PV-1 | 3375 | 0.7236
Central_PV-1 | 3376 | 0.5796
Central_PV-1 | 3377 | 0.4122
Central_PV-1 | 3378 | 0.234
Central_PV-1 | 3379 | 0.0396
Central_PV-1 | 3380 | 0
Central_PV-1 | 3381 | 0
Central_PV-1 | 3382 | 0
Central_PV-1 | 3383 | 0
Central_PV-1 | 3384 | 0
Central_PV-1 | 3385 | 0
Central_PV-1 | 3386 | 0
Central_PV-1 | 3387 | 0
Central_PV-1 | 3388 | 0
Central_PV-1 | 3389 | 0
Central_PV-1 | 3390 | 0.0702
Central_PV-1 | 3391 | 0.2376
Central_PV-1 | 3392 | 0.4122
Central_PV-1 | 3393 | 0.576
Central_PV-1 | 3394 | 0.7236
Central_PV-1 | 3395 | 0.8217
Central_PV-1 | 3396 | 0.8793
Central_PV-1 | 3397 | 0.8793
Central_PV-1 | 3398 | 0.8271
Central_PV-1 | 3399 | 0.7254
Central_PV-1 | 3400 | 0.5841
Central_PV-1 | 3401 | 0.414
Central_PV-1 | 3402 | 0.2358
Central_PV-1 | 3403 | 0.0405
Central_PV-1 | 3404 | 0
Central_PV-1 | 3405 | 0
Central_PV-1 | 3406 | 0
Central_PV-1 | 3407 | 0
Central_PV-1 | 3408 | 0
Central_PV-1 | 3409 | 0
Central_PV-1 | 3410 | 0
Central_PV-1 | 3411 | 0
Central_PV-1 | 3412 | 0
Central_PV-1 | 3413 | 0
Central_PV-1 | 3414 | 0.0693
Central_PV-1 | 3415 | 0.2331
Central_PV-1 | 3416 | 0.4068
Central_PV-1 | 3417 | 0.5742
Central_PV-1 | 3418 | 0.7209
Central_PV-1 | 3419 | 0.8181
Central_PV-1 | 3420 | 0.8757
Central_PV-1 | 3421 | 0.8667
Central_PV-1 | 3422 | 0.8235
Central_PV-1 | 3423 | 0.7227
Central_PV-1 | 3424 | 0.5796
Central_PV-1 | 3425 | 0.4158
Central_PV-1 | 3426 | 0.2376
Central_PV-1 | 3427 | 0.0414
Central_PV-1 | 3428 | 0
Central_PV-1 | 3429 | 0
Central_PV-1 | 3430 | 0
Central_PV-1 | 3431 | 0
Central_PV-1 | 3432 | 0
Central_PV-1 | 3433 | 0
Central_PV-1 | 3434 | 0
Central_PV-1 | 3435 | 0
Central_PV-1 | 3436 | 0
Central_PV-1 | 3437 | 0
Central_PV-1 | 3438 | 0.072
Central_PV-1 | 3439 | 0.2394
Central_PV-1 | 3440 | 0.4167
Central_PV-1 | 3441 | 0.5814
Central_PV-1 | 3442 | 0.7299
Central_PV-1 | 3443 | 0.828
Central_PV-1 | 3444 | 0.8811
Central_PV-1 | 3445 | 0.8811
Central_PV-1 | 3446 | 0.8289
Central_PV-1 | 3447 | 0.7281
Central_PV-1 | 3448 | 0.5814
Central_PV-1 | 3449 | 0.4203
Central_PV-1 | 3450 | 0.2412
Central_PV-1 | 3451 | 0.0414
Central_PV-1 | 3452 | 0
Central_PV-1 | 3453 | 0
Central_PV-1 | 3454 | 0
Central_PV-1 | 3455 | 0
Central_PV-1 | 3456 | 0
Central_PV-1 | 3457 | 0
Central_PV-1 | 3458 | 0
Central_PV-1 | 3459 | 0
Central_PV-1 | 3460 | 0
Central_PV-1 | 3461 | 0
Central_PV-1 | 3462 | 0.0765
Central_PV-1 | 3463 | 0.2448
Central_PV-1 | 3464 | 0.4203
Central_PV-1 | 3465 | 0.5823
Central_PV-1 | 3466 | 0.7272
Central_PV-1 | 3467 | 0.8244
Central_PV-1 | 3468 | 0.8775
Central_PV-1 | 3469 | 0.8775
Central_PV-1 | 3470 | 0.8208
Central_PV-1 | 3471 | 0.7218
Central_PV-1 | 3472 | 0.5409
Central_PV-1 | 3473 | 0.4167
Central_PV-1 | 3474 | 0.234
Central_PV-1 | 3475 | 0.0468
Central_PV-1 | 3476 | 0
Central_PV-1 | 3477 | 0
Central_PV-1 | 3478 | 0
Central_PV-1 | 3479 | 0
Central_PV-1 | 3480 | 0
Central_PV-1 | 3481 | 0
Central_PV-1 | 3482 | 0
Central_PV-1 | 3483 | 0
Central_PV-1 | 3484 | 0
Central_PV-1 | 3485 | 0
Central_PV-1 | 3486 | 0.0756
Central_PV-1 | 3487 | 0.2385
Central_PV-1 | 3488 | 0.4266
Central_PV-1 | 3489 | 0.5769
Central_PV-1 | 3490 | 0.7164
Central_PV-1 | 3491 | 0.8019
Central_PV-1 | 3492 | 0.8154
Central_PV-1 | 3493 | 0.8397
Central_PV-1 | 3494 | 0.5274
Central_PV-1 | 3495 | 0.6786
Central_PV-1 | 3496 | 0.3555
Central_PV-1 | 3497 | 0.2781
Central_PV-1 | 3498 | 0.144
Central_PV-1 | 3499 | 0.0468
Central_PV-1 | 3500 | 0
Central_PV-1 | 3501 | 0
Central_PV-1 | 3502 | 0
Central_PV-1 | 3503 | 0
Central_PV-1 | 3504 | 0
Central_PV-1 | 3505 | 0
Central_PV-1 | 3506 | 0
Central_PV-1 | 3507 | 0
Central_PV-1 | 3508 | 0
Central_PV-1 | 3509 | 0
Central_PV-1 | 3510 | 0.0567
Central_PV-1 | 3511 | 0.1611
Central_PV-1 | 3512 | 0.2484
Central_PV-1 | 3513 | 0.54
Central_PV-1 | 3514 | 0.5139
Central_PV-1 | 3515 | 0.7668
Central_PV-1 | 3516 | 0.7047
Central_PV-1 | 3517 | 0.5373
Central_PV-1 | 3518 | 0.6642
Central_PV-1 | 3519 | 0.1989
Central_PV-1 | 3520 | 0.1836
Central_PV-1 | 3521 | 0.1458
Central_PV-1 | 3522 | 0.0243
Central_PV-1 | 3523 | 0.0486
Central_PV-1 | 3524 | 0
Central_PV-1 | 3525 | 0
Central_PV-1 | 3526 | 0
Central_PV-1 | 3527 | 0
Central_PV-1 | 3528 | 0
Central_PV-1 | 3529 | 0
Central_PV-1 | 3530 | 0
Central_PV-1 | 3531 | 0
Central_PV-1 | 3532 | 0
Central_PV-1 | 3533 | 0
Central_PV-1 | 3534 | 0.0315
Central_PV-1 | 3535 | 0.0972
Central_PV-1 | 3536 | 0.2853
Central_PV-1 | 3537 | 0.4788
Central_PV-1 | 3538 | 0.6372
Central_PV-1 | 3539 | 0.5319
Central_PV-1 | 3540 | 0.4743
Central_PV-1 | 3541 | 0.3555
Central_PV-1 | 3542 | 0.4248
Central_PV-1 | 3543 | 0.2151
Central_PV-1 | 3544 | 0.3024
Central_PV-1 | 3545 | 0.1899
Central_PV-1 | 3546 | 0.1044
Central_PV-1 | 3547 | 0.0072
Central_PV-1 | 3548 | 0
Central_PV-1 | 3549 | 0
Central_PV-1 | 3550 | 0
Central_PV-1 | 3551 | 0
Central_PV-1 | 3552 | 0
Central_PV-1 | 3553 | 0
Central_PV-1 | 3554 | 0
Central_PV-1 | 3555 | 0
Central_PV-1 | 3556 | 0
Central_PV-1 | 3557 | 0
Central_PV-1 | 3558 | 0.0801
Central_PV-1 | 3559 | 0.2484
Central_PV-1 | 3560 | 0.4203
Central_PV-1 | 3561 | 0.5859
Central_PV-1 | 3562 | 0.7335
Central_PV-1 | 3563 | 0.8316
Central_PV-1 | 3564 | 0.8892
Central_PV-1 | 3565 | 0.8955
Central_PV-1 | 3566 | 0.8388
Central_PV-1 | 3567 | 0.738
Central_PV-1 | 3568 | 0.5949
Central_PV-1 | 3569 | 0.4302
Central_PV-1 | 3570 | 0.2502
Central_PV-1 | 3571 | 0.0432
Central_PV-1 | 3572 | 0
Central_PV-1 | 3573 | 0
Central_PV-1 | 3574 | 0
Central_PV-1 | 3575 | 0
Central_PV-1 | 3576 | 0
Central_PV-1 | 3577 | 0
Central_PV-1 | 3578 | 0
Central_PV-1 | 3579 | 0
Central_PV-1 | 3580 | 0
Central_PV-1 | 3581 | 0
Central_PV-1 | 3582 | 0.0855
Central_PV-1 | 3583 | 0.2484
Central_PV-1 | 3584 | 0.4257
Central_PV-1 | 3585 | 0.5967
Central_PV-1 | 3586 | 0.675
Central_PV-1 | 3587 | 0.7272
Central_PV-1 | 3588 | 0.7884
Central_PV-1 | 3589 | 0.7704
Central_PV-1 | 3590 | 0.5976
Central_PV-1 | 3591 | 0.4149
Central_PV-1 | 3592 | 0.333
Central_PV-1 | 3593 | 0.2097
Central_PV-1 | 3594 | 0.2088
Central_PV-1 | 3595 | 0.0495
Central_PV-1 | 3596 | 0
Central_PV-1 | 3597 | 0
Central_PV-1 | 3598 | 0
Central_PV-1 | 3599 | 0
Central_PV-1 | 3600 | 0
Central_PV-1 | 3601 | 0
Central_PV-1 | 3602 | 0
Central_PV-1 | 3603 | 0
Central_PV-1 | 3604 | 0
Central_PV-1 | 3605 | 0
Central_PV-1 | 3606 | 0.072
Central_PV-1 | 3607 | 0.2313
Central_PV-1 | 3608 | 0.3384
Central_PV-1 | 3609 | 0.5328
Central_PV-1 | 3610 | 0.7236
Central_PV-1 | 3611 | 0.819
Central_PV-1 | 3612 | 0.8811
Central_PV-1 | 3613 | 0.8244
Central_PV-1 | 3614 | 0.7947
Central_PV-1 | 3615 | 0.684
Central_PV-1 | 3616 | 0.3888
Central_PV-1 | 3617 | 0.1431
Central_PV-1 | 3618 | 0.0747
Central_PV-1 | 3619 | 0.045
Central_PV-1 | 3620 | 0
Central_PV-1 | 3621 | 0
Central_PV-1 | 3622 | 0
Central_PV-1 | 3623 | 0
Central_PV-1 | 3624 | 0
Central_PV-1 | 3625 | 0
Central_PV-1 | 3626 | 0
Central_PV-1 | 3627 | 0
Central_PV-1 | 3628 | 0
Central_PV-1 | 3629 | 0
Central_PV-1 | 3630 | 0.0837
Central_PV-1 | 3631 | 0.2466
Central_PV-1 | 3632 | 0.4176
Central_PV-1 | 3633 | 0.5796
Central_PV-1 | 3634 | 0.6318
Central_PV-1 | 3635 | 0.531
Central_PV-1 | 3636 | 0.8325
Central_PV-1 | 3637 | 0.8766
Central_PV-1 | 3638 | 0.6597
Central_PV-1 | 3639 | 0.6642
Central_PV-1 | 3640 | 0.5544
Central_PV-1 | 3641 | 0.3447
Central_PV-1 | 3642 | 0.1053
Central_PV-1 | 3643 | 0.0315
Central_PV-1 | 3644 | 0
Central_PV-1 | 3645 | 0
Central_PV-1 | 3646 | 0
Central_PV-1 | 3647 | 0
Central_PV-1 | 3648 | 0
Central_PV-1 | 3649 | 0
Central_PV-1 | 3650 | 0
Central_PV-1 | 3651 | 0
Central_PV-1 | 3652 | 0
Central_PV-1 | 3653 | 0
Central_PV-1 | 3654 | 0.0747
Central_PV-1 | 3655 | 0.2016
Central_PV-1 | 3656 | 0.3087
Central_PV-1 | 3657 | 0.5769
Central_PV-1 | 3658 | 0.6354
Central_PV-1 | 3659 | 0.5364
Central_PV-1 | 3660 | 0.6372
Central_PV-1 | 3661 | 0.5193
Central_PV-1 | 3662 | 0.4671
Central_PV-1 | 3663 | 0.522
Central_PV-1 | 3664 | 0.5562
Central_PV-1 | 3665 | 0.4023
Central_PV-1 | 3666 | 0.1593
Central_PV-1 | 3667 | 0.0486
Central_PV-1 | 3668 | 0
Central_PV-1 | 3669 | 0
Central_PV-1 | 3670 | 0
Central_PV-1 | 3671 | 0
Central_PV-1 | 3672 | 0
Central_PV-1 | 3673 | 0
Central_PV-1 | 3674 | 0
Central_PV-1 | 3675 | 0
Central_PV-1 | 3676 | 0
Central_PV-1 | 3677 | 0
Central_PV-1 | 3678 | 0.0414
Central_PV-1 | 3679 | 0.2502
Central_PV-1 | 3680 | 0.378
Central_PV-1 | 3681 | 0.495
Central_PV-1 | 3682 | 0.7146
Central_PV-1 | 3683 | 0.8145
Central_PV-1 | 3684 | 0.8766
Central_PV-1 | 3685 | 0.8784
Central_PV-1 | 3686 | 0.8325
Central_PV-1 | 3687 | 0.7299
Central_PV-1 | 3688 | 0.5895
Central_PV-1 | 3689 | 0.4266
Central_PV-1 | 3690 | 0.2538
Central_PV-1 | 3691 | 0.0486
Central_PV-1 | 3692 | 0
Central_PV-1 | 3693 | 0
Central_PV-1 | 3694 | 0
Central_PV-1 | 3695 | 0
Central_PV-1 | 3696 | 0
Central_PV-1 | 3697 | 0
Central_PV-1 | 3698 | 0
Central_PV-1 | 3699 | 0
Central_PV-1 | 3700 | 0
Central_PV-1 | 3701 | 0
Central_PV-1 | 3702 | 0.0846
Central_PV-1 | 3703 | 0.2448
Central_PV-1 | 3704 | 0.4176
Central_PV-1 | 3705 | 0.5841
Central_PV-1 | 3706 | 0.7191
Central_PV-1 | 3707 | 0.8145
Central_PV-1 | 3708 | 0.8865
Central_PV-1 | 3709 | 0.8739
Central_PV-1 | 3710 | 0.828
Central_PV-1 | 3711 | 0.7263
Central_PV-1 | 3712 | 0.5904
Central_PV-1 | 3713 | 0.4257
Central_PV-1 | 3714 | 0.2556
Central_PV-1 | 3715 | 0.0504
Central_PV-1 | 3716 | 0
Central_PV-1 | 3717 | 0
Central_PV-1 | 3718 | 0
Central_PV-1 | 3719 | 0
Central_PV-1 | 3720 | 0
Central_PV-1 | 3721 | 0
Central_PV-1 | 3722 | 0
Central_PV-1 | 3723 | 0
Central_PV-1 | 3724 | 0
Central_PV-1 | 3725 | 0
Central_PV-1 | 3726 | 0.0846
Central_PV-1 | 3727 | 0.2475
Central_PV-1 | 3728 | 0.4176
Central_PV-1 | 3729 | 0.5814
Central_PV-1 | 3730 | 0.7155
Central_PV-1 | 3731 | 0.8145
Central_PV-1 | 3732 | 0.873
Central_PV-1 | 3733 | 0.8748
Central_PV-1 | 3734 | 0.8244
Central_PV-1 | 3735 | 0.7236
Central_PV-1 | 3736 | 0.5913
Central_PV-1 | 3737 | 0.4293
Central_PV-1 | 3738 | 0.2565
Central_PV-1 | 3739 | 0.0504
Central_PV-1 | 3740 | 0
Central_PV-1 | 3741 | 0
Central_PV-1 | 3742 | 0
Central_PV-1 | 3743 | 0
Central_PV-1 | 3744 | 0
Central_PV-1 | 3745 | 0
Central_PV-1 | 3746 | 0
Central_PV-1 | 3747 | 0
Central_PV-1 | 3748 | 0
Central_PV-1 | 3749 | 0
Central_PV-1 | 3750 | 0.0882
Central_PV-1 | 3751 | 0.2349
Central_PV-1 | 3752 | 0.4086
Central_PV-1 | 3753 | 0.5787
Central_PV-1 | 3754 | 0.7155
Central_PV-1 | 3755 | 0.8154
Central_PV-1 | 3756 | 0.8685
Central_PV-1 | 3757 | 0.8271
Central_PV-1 | 3758 | 0.7164
Central_PV-1 | 3759 | 0.2673
Central_PV-1 | 3760 | 0.4725
Central_PV-1 | 3761 | 0.38966
Central_PV-1 | 3762 | 0.2529
Central_PV-1 | 3763 | 0.0558
Central_PV-1 | 3764 | 0
Central_PV-1 | 3765 | 0
Central_PV-1 | 3766 | 0
Central_PV-1 | 3767 | 0
Central_PV-1 | 3768 | 0
Central_PV-1 | 3769 | 0
Central_PV-1 | 3770 | 0
Central_PV-1 | 3771 | 0
Central_PV-1 | 3772 | 0
Central_PV-1 | 3773 | 0
Central_PV-1 | 3774 | 0.0855
Central_PV-1 | 3775 | 0.2457
Central_PV-1 | 3776 | 0.4158
Central_PV-1 | 3777 | 0.585
Central_PV-1 | 3778 | 0.7155
Central_PV-1 | 3779 | 0.8109
Central_PV-1 | 3780 | 0.873
Central_PV-1 | 3781 | 0.8658
Central_PV-1 | 3782 | 0.8217
Central_PV-1 | 3783 | 0.7173
Central_PV-1 | 3784 | 0.5904
Central_PV-1 | 3785 | 0.4275
Central_PV-1 | 3786 | 0.2538
Central_PV-1 | 3787 | 0.0477
Central_PV-1 | 3788 | 0
Central_PV-1 | 3789 | 0
Central_PV-1 | 3790 | 0
Central_PV-1 | 3791 | 0
Central_PV-1 | 3792 | 0
Central_PV-1 | 3793 | 0
Central_PV-1 | 3794 | 0
Central_PV-1 | 3795 | 0
Central_PV-1 | 3796 | 0
Central_PV-1 | 3797 | 0
Central_PV-1 | 3798 | 0.0846
Central_PV-1 | 3799 | 0.2394
Central_PV-1 | 3800 | 0.4158
Central_PV-1 | 3801 | 0.5625
Central_PV-1 | 3802 | 0.7155
Central_PV-1 | 3803 | 0.8199
Central_PV-1 | 3804 | 0.8784
Central_PV-1 | 3805 | 0.8757
Central_PV-1 | 3806 | 0.8307
Central_PV-1 | 3807 | 0.7299
Central_PV-1 | 3808 | 0.5913
Central_PV-1 | 3809 | 0.4329
Central_PV-1 | 3810 | 0.2619
Central_PV-1 | 3811 | 0.0504
Central_PV-1 | 3812 | 0
Central_PV-1 | 3813 | 0
Central_PV-1 | 3814 | 0
Central_PV-1 | 3815 | 0
Central_PV-1 | 3816 | 0
Central_PV-1 | 3817 | 0
Central_PV-1 | 3818 | 0
Central_PV-1 | 3819 | 0
Central_PV-1 | 3820 | 0
Central_PV-1 | 3821 | 0
Central_PV-1 | 3822 | 0.0432
Central_PV-1 | 3823 | 0.1305
Central_PV-1 | 3824 | 0.3591
Central_PV-1 | 3825 | 0.153
Central_PV-1 | 3826 | 0.1665
Central_PV-1 | 3827 | 0.27
Central_PV-1 | 3828 | 0.1755
Central_PV-1 | 3829 | 0.5121
Central_PV-1 | 3830 | 0.3168
Central_PV-1 | 3831 | 0.3078
Central_PV-1 | 3832 | 0.225
Central_PV-1 | 3833 | 0.1521
Central_PV-1 | 3834 | 0.1215
Central_PV-1 | 3835 | 0.0603
Central_PV-1 | 3836 | 0
Central_PV-1 | 3837 | 0
Central_PV-1 | 3838 | 0
Central_PV-1 | 3839 | 0
Central_PV-1 | 3840 | 0
Central_PV-1 | 3841 | 0
Central_PV-1 | 3842 | 0
Central_PV-1 | 3843 | 0
Central_PV-1 | 3844 | 0
Central_PV-1 | 3845 | 0
Central_PV-1 | 3846 | 0.081
Central_PV-1 | 3847 | 0.2277
Central_PV-1 | 3848 | 0.3681
Central_PV-1 | 3849 | 0.486
Central_PV-1 | 3850 | 0.5895
Central_PV-1 | 3851 | 0.8019
Central_PV-1 | 3852 | 0.8118
Central_PV-1 | 3853 | 0.4689
Central_PV-1 | 3854 | 0.5508
Central_PV-1 | 3855 | 0.3798
Central_PV-1 | 3856 | 0.5841
Central_PV-1 | 3857 | 0.4311
Central_PV-1 | 3858 | 0.2592
Central_PV-1 | 3859 | 0.0999
Central_PV-1 | 3860 | 0
Central_PV-1 | 3861 | 0
Central_PV-1 | 3862 | 0
Central_PV-1 | 3863 | 0
Central_PV-1 | 3864 | 0
Central_PV-1 | 3865 | 0
Central_PV-1 | 3866 | 0
Central_PV-1 | 3867 | 0
Central_PV-1 | 3868 | 0
Central_PV-1 | 3869 | 0
Central_PV-1 | 3870 | 0.0846
Central_PV-1 | 3871 | 0.2043
Central_PV-1 | 3872 | 0.414
Central_PV-1 | 3873 | 0.5688
Central_PV-1 | 3874 | 0.7038
Central_PV-1 | 3875 | 0.8109
Central_PV-1 | 3876 | 0.7686
Central_PV-1 | 3877 | 0.8046
Central_PV-1 | 3878 | 0.5202
Central_PV-1 | 3879 | 0.5355
Central_PV-1 | 3880 | 0.4572
Central_PV-1 | 3881 | 0.3528
Central_PV-1 | 3882 | 0.1962
Central_PV-1 | 3883 | 0.0909
Central_PV-1 | 3884 | 0
Central_PV-1 | 3885 | 0
Central_PV-1 | 3886 | 0
Central_PV-1 | 3887 | 0
Central_PV-1 | 3888 | 0
Central_PV-1 | 3889 | 0
Central_PV-1 | 3890 | 0
Central_PV-1 | 3891 | 0
Central_PV-1 | 3892 | 0
Central_PV-1 | 3893 | 0
Central_PV-1 | 3894 | 0.09
Central_PV-1 | 3895 | 0.2493
Central_PV-1 | 3896 | 0.4185
Central_PV-1 | 3897 | 0.4068
Central_PV-1 | 3898 | 0.5301
Central_PV-1 | 3899 | 0.3762
Central_PV-1 | 3900 | 0.8451
Central_PV-1 | 3901 | 0.8631
Central_PV-1 | 3902 | 0.8154
Central_PV-1 | 3903 | 0.4644
Central_PV-1 | 3904 | 0.5166
Central_PV-1 | 3905 | 0.3969
Central_PV-1 | 3906 | 0.2529
Central_PV-1 | 3907 | 0.0792
Central_PV-1 | 3908 | 0
Central_PV-1 | 3909 | 0
Central_PV-1 | 3910 | 0
Central_PV-1 | 3911 | 0
Central_PV-1 | 3912 | 0
Central_PV-1 | 3913 | 0
Central_PV-1 | 3914 | 0
Central_PV-1 | 3915 | 0
Central_PV-1 | 3916 | 0
Central_PV-1 | 3917 | 0
Central_PV-1 | 3918 | 0.0693
Central_PV-1 | 3919 | 0.2385
Central_PV-1 | 3920 | 0.3429
Central_PV-1 | 3921 | 0.3618
Central_PV-1 | 3922 | 0.6723
Central_PV-1 | 3923 | 0.7704
Central_PV-1 | 3924 | 0.8649
Central_PV-1 | 3925 | 0.8721
Central_PV-1 | 3926 | 0.8109
Central_PV-1 | 3927 | 0.6894
Central_PV-1 | 3928 | 0.5931
Central_PV-1 | 3929 | 0.441
Central_PV-1 | 3930 | 0.2682
Central_PV-1 | 3931 | 0.1035
Central_PV-1 | 3932 | 0
Central_PV-1 | 3933 | 0
Central_PV-1 | 3934 | 0
Central_PV-1 | 3935 | 0
Central_PV-1 | 3936 | 0
Central_PV-1 | 3937 | 0
Central_PV-1 | 3938 | 0
Central_PV-1 | 3939 | 0
Central_PV-1 | 3940 | 0
Central_PV-1 | 3941 | 0
Central_PV-1 | 3942 | 0.0243
Central_PV-1 | 3943 | 0.225
Central_PV-1 | 3944 | 0.3681
Central_PV-1 | 3945 | 0.4698
Central_PV-1 | 3946 | 0.6723
Central_PV-1 | 3947 | 0.6003
Central_PV-1 | 3948 | 0.8361
Central_PV-1 | 3949 | 0.171
Central_PV-1 | 3950 | 0.0918
Central_PV-1 | 3951 | 0.3096
Central_PV-1 | 3952 | 0.072
Central_PV-1 | 3953 | 0.0684
Central_PV-1 | 3954 | 0.0243
Central_PV-1 | 3955 | 0.0216
Central_PV-1 | 3956 | 0
Central_PV-1 | 3957 | 0
Central_PV-1 | 3958 | 0
Central_PV-1 | 3959 | 0
Central_PV-1 | 3960 | 0
Central_PV-1 | 3961 | 0
Central_PV-1 | 3962 | 0
Central_PV-1 | 3963 | 0
Central_PV-1 | 3964 | 0
Central_PV-1 | 3965 | 0
Central_PV-1 | 3966 | 0.0243
Central_PV-1 | 3967 | 0.0729
Central_PV-1 | 3968 | 0.1215
Central_PV-1 | 3969 | 0.3015
Central_PV-1 | 3970 | 0.459
Central_PV-1 | 3971 | 0.4383
Central_PV-1 | 3972 | 0.3114
Central_PV-1 | 3973 | 0.6282
Central_PV-1 | 3974 | 0.5481
Central_PV-1 | 3975 | 0.4455
Central_PV-1 | 3976 | 0.4401
Central_PV-1 | 3977 | 0.3366
Central_PV-1 | 3978 | 0.2439
Central_PV-1 | 3979 | 0.108
Central_PV-1 | 3980 | 0
Central_PV-1 | 3981 | 0
Central_PV-1 | 3982 | 0
Central_PV-1 | 3983 | 0
Central_PV-1 | 3984 | 0
Central_PV-1 | 3985 | 0
Central_PV-1 | 3986 | 0
Central_PV-1 | 3987 | 0
Central_PV-1 | 3988 | 0
Central_PV-1 | 3989 | 0
Central_PV-1 | 3990 | 0.0765
Central_PV-1 | 3991 | 0.2448
Central_PV-1 | 3992 | 0.2808
Central_PV-1 | 3993 | 0.5166
Central_PV-1 | 3994 | 0.6678
Central_PV-1 | 3995 | 0.7749
Central_PV-1 | 3996 | 0.8406
Central_PV-1 | 3997 | 0.8109
Central_PV-1 | 3998 | 0.4851
Central_PV-1 | 3999 | 0.1314
Central_PV-1 | 4000 | 0.081
Central_PV-1 | 4001 | 0.0774
Central_PV-1 | 4002 | 0.1755
Central_PV-1 | 4003 | 0.0855
Central_PV-1 | 4004 | 0
Central_PV-1 | 4005 | 0
Central_PV-1 | 4006 | 0
Central_PV-1 | 4007 | 0
Central_PV-1 | 4008 | 0
Central_PV-1 | 4009 | 0
Central_PV-1 | 4010 | 0
Central_PV-1 | 4011 | 0
Central_PV-1 | 4012 | 0
Central_PV-1 | 4013 | 0
Central_PV-1 | 4014 | 0.054
Central_PV-1 | 4015 | 0.1035
Central_PV-1 | 4016 | 0.4149
Central_PV-1 | 4017 | 0.5895
Central_PV-1 | 4018 | 0.7182
Central_PV-1 | 4019 | 0.8154
Central_PV-1 | 4020 | 0.8649
Central_PV-1 | 4021 | 0.7677
Central_PV-1 | 4022 | 0.7263
Central_PV-1 | 4023 | 0.3096
Central_PV-1 | 4024 | 0.1233
Central_PV-1 | 4025 | 0.1314
Central_PV-1 | 4026 | 0.2133
Central_PV-1 | 4027 | 0.108
Central_PV-1 | 4028 | 0
Central_PV-1 | 4029 | 0
Central_PV-1 | 4030 | 0
Central_PV-1 | 4031 | 0
Central_PV-1 | 4032 | 0
Central_PV-1 | 4033 | 0
Central_PV-1 | 4034 | 0
Central_PV-1 | 4035 | 0
Central_PV-1 | 4036 | 0
Central_PV-1 | 4037 | 0
Central_PV-1 | 4038 | 0.09
Central_PV-1 | 4039 | 0.2493
Central_PV-1 | 4040 | 0.387
Central_PV-1 | 4041 | 0.5607
Central_PV-1 | 4042 | 0.6786
Central_PV-1 | 4043 | 0.6714
Central_PV-1 | 4044 | 0.7254
Central_PV-1 | 4045 | 0.6084
Central_PV-1 | 4046 | 0.6309
Central_PV-1 | 4047 | 0.5994
Central_PV-1 | 4048 | 0.6129
Central_PV-1 | 4049 | 0.4455
Central_PV-1 | 4050 | 0.2691
Central_PV-1 | 4051 | 0.108
Central_PV-1 | 4052 | 0
Central_PV-1 | 4053 | 0
Central_PV-1 | 4054 | 0
Central_PV-1 | 4055 | 0
Central_PV-1 | 4056 | 0
Central_PV-1 | 4057 | 0
Central_PV-1 | 4058 | 0
Central_PV-1 | 4059 | 0
Central_PV-1 | 4060 | 0
Central_PV-1 | 4061 | 0
Central_PV-1 | 4062 | 0.0576
Central_PV-1 | 4063 | 0.0738
Central_PV-1 | 4064 | 0.0666
Central_PV-1 | 4065 | 0.09
Central_PV-1 | 4066 | 0.2754
Central_PV-1 | 4067 | 0.6615
Central_PV-1 | 4068 | 0.5868
Central_PV-1 | 4069 | 0.585
Central_PV-1 | 4070 | 0.6903
Central_PV-1 | 4071 | 0.6444
Central_PV-1 | 4072 | 0.6039
Central_PV-1 | 4073 | 0.4491
Central_PV-1 | 4074 | 0.2754
Central_PV-1 | 4075 | 0.1053
Central_PV-1 | 4076 | 0
Central_PV-1 | 4077 | 0
Central_PV-1 | 4078 | 0
Central_PV-1 | 4079 | 0
Central_PV-1 | 4080 | 0
Central_PV-1 | 4081 | 0
Central_PV-1 | 4082 | 0
Central_PV-1 | 4083 | 0
Central_PV-1 | 4084 | 0
Central_PV-1 | 4085 | 0
Central_PV-1 | 4086 | 0.0072
Central_PV-1 | 4087 | 0.0828
Central_PV-1 | 4088 | 0.306
Central_PV-1 | 4089 | 0.2844
Central_PV-1 | 4090 | 0.0792
Central_PV-1 | 4091 | 0.1053
Central_PV-1 | 4092 | 0.1161
Central_PV-1 | 4093 | 0.1152
Central_PV-1 | 4094 | 0.5769
Central_PV-1 | 4095 | 0.5877
Central_PV-1 | 4096 | 0.3366
Central_PV-1 | 4097 | 0.4032
Central_PV-1 | 4098 | 0.1386
Central_PV-1 | 4099 | 0.0684
Central_PV-1 | 4100 | 0
Central_PV-1 | 4101 | 0
Central_PV-1 | 4102 | 0
Central_PV-1 | 4103 | 0
Central_PV-1 | 4104 | 0
Central_PV-1 | 4105 | 0
Central_PV-1 | 4106 | 0
Central_PV-1 | 4107 | 0
Central_PV-1 | 4108 | 0
Central_PV-1 | 4109 | 0
Central_PV-1 | 4110 | 0.0153
Central_PV-1 | 4111 | 0.0891
Central_PV-1 | 4112 | 0.0549
Central_PV-1 | 4113 | 0.0882
Central_PV-1 | 4114 | 0.1809
Central_PV-1 | 4115 | 0.6075
Central_PV-1 | 4116 | 0.8829
Central_PV-1 | 4117 | 0.8784
Central_PV-1 | 4118 | 0.8136
Central_PV-1 | 4119 | 0.6687
Central_PV-1 | 4120 | 0.5985
Central_PV-1 | 4121 | 0.4257
Central_PV-1 | 4122 | 0.2709
Central_PV-1 | 4123 | 0.1107
Central_PV-1 | 4124 | 0
Central_PV-1 | 4125 | 0
Central_PV-1 | 4126 | 0
Central_PV-1 | 4127 | 0
Central_PV-1 | 4128 | 0
Central_PV-1 | 4129 | 0
Central_PV-1 | 4130 | 0
Central_PV-1 | 4131 | 0
Central_PV-1 | 4132 | 0
Central_PV-1 | 4133 | 0
Central_PV-1 | 4134 | 0.0846
Central_PV-1 | 4135 | 0.243
Central_PV-1 | 4136 | 0.4059
Central_PV-1 | 4137 | 0.5076
Central_PV-1 | 4138 | 0.3132
Central_PV-1 | 4139 | 0.4239
Central_PV-1 | 4140 | 0.5481
Central_PV-1 | 4141 | 0.6282
Central_PV-1 | 4142 | 0.6633
Central_PV-1 | 4143 | 0.6129
Central_PV-1 | 4144 | 0.5994
Central_PV-1 | 4145 | 0.4509
Central_PV-1 | 4146 | 0.279
Central_PV-1 | 4147 | 0.1116
Central_PV-1 | 4148 | 0
Central_PV-1 | 4149 | 0
Central_PV-1 | 4150 | 0
Central_PV-1 | 4151 | 0
Central_PV-1 | 4152 | 0
Central_PV-1 | 4153 | 0
Central_PV-1 | 4154 | 0
Central_PV-1 | 4155 | 0
Central_PV-1 | 4156 | 0
Central_PV-1 | 4157 | 0
Central_PV-1 | 4158 | 0.0801
Central_PV-1 | 4159 | 0.2376
Central_PV-1 | 4160 | 0.4113
Central_PV-1 | 4161 | 0.5553
Central_PV-1 | 4162 | 0.594
Central_PV-1 | 4163 | 0.7101
Central_PV-1 | 4164 | 0.7965
Central_PV-1 | 4165 | 0.8784
Central_PV-1 | 4166 | 0.8316
Central_PV-1 | 4167 | 0.7389
Central_PV-1 | 4168 | 0.6093
Central_PV-1 | 4169 | 0.4509
Central_PV-1 | 4170 | 0.2763
Central_PV-1 | 4171 | 0.1134
Central_PV-1 | 4172 | 0
Central_PV-1 | 4173 | 0
Central_PV-1 | 4174 | 0
Central_PV-1 | 4175 | 0
Central_PV-1 | 4176 | 0
Central_PV-1 | 4177 | 0
Central_PV-1 | 4178 | 0
Central_PV-1 | 4179 | 0
Central_PV-1 | 4180 | 0
Central_PV-1 | 4181 | 0
Central_PV-1 | 4182 | 0.081
Central_PV-1 | 4183 | 0.2403
Central_PV-1 | 4184 | 0.4131
Central_PV-1 | 4185 | 0.576
Central_PV-1 | 4186 | 0.7074
Central_PV-1 | 4187 | 0.8127
Central_PV-1 | 4188 | 0.8775
Central_PV-1 | 4189 | 0.873
Central_PV-1 | 4190 | 0.8316
Central_PV-1 | 4191 | 0.7227
Central_PV-1 | 4192 | 0.5931
Central_PV-1 | 4193 | 0.4392
Central_PV-1 | 4194 | 0.279
Central_PV-1 | 4195 | 0.1134
Central_PV-1 | 4196 | 0
Central_PV-1 | 4197 | 0
Central_PV-1 | 4198 | 0
Central_PV-1 | 4199 | 0
Central_PV-1 | 4200 | 0
Central_PV-1 | 4201 | 0
Central_PV-1 | 4202 | 0
Central_PV-1 | 4203 | 0
Central_PV-1 | 4204 | 0
Central_PV-1 | 4205 | 0
Central_PV-1 | 4206 | 0.081
Central_PV-1 | 4207 | 0.2385
Central_PV-1 | 4208 | 0.4122
Central_PV-1 | 4209 | 0.576
Central_PV-1 | 4210 | 0.711
Central_PV-1 | 4211 | 0.8118
Central_PV-1 | 4212 | 0.8676
Central_PV-1 | 4213 | 0.8586
Central_PV-1 | 4214 | 0.828
Central_PV-1 | 4215 | 0.7308
Central_PV-1 | 4216 | 0.5967
Central_PV-1 | 4217 | 0.4401
Central_PV-1 | 4218 | 0.2727
Central_PV-1 | 4219 | 0.1089
Central_PV-1 | 4220 | 0
Central_PV-1 | 4221 | 0
Central_PV-1 | 4222 | 0
Central_PV-1 | 4223 | 0
Central_PV-1 | 4224 | 0
Central_PV-1 | 4225 | 0
Central_PV-1 | 4226 | 0
Central_PV-1 | 4227 | 0
Central_PV-1 | 4228 | 0
Central_PV-1 | 4229 | 0
Central_PV-1 | 4230 | 0.0729
Central_PV-1 | 4231 | 0.2358
Central_PV-1 | 4232 | 0.4068
Central_PV-1 | 4233 | 0.5751
Central_PV-1 | 4234 | 0.7137
Central_PV-1 | 4235 | 0.8163
Central_PV-1 | 4236 | 0.882
Central_PV-1 | 4237 | 0.8586
Central_PV-1 | 4238 | 0.8325
Central_PV-1 | 4239 | 0.7389
Central_PV-1 | 4240 | 0.6075
Central_PV-1 | 4241 | 0.4455
Central_PV-1 | 4242 | 0.2718
Central_PV-1 | 4243 | 0.1098
Central_PV-1 | 4244 | 0
Central_PV-1 | 4245 | 0
Central_PV-1 | 4246 | 0
Central_PV-1 | 4247 | 0
Central_PV-1 | 4248 | 0
Central_PV-1 | 4249 | 0
Central_PV-1 | 4250 | 0
Central_PV-1 | 4251 | 0
Central_PV-1 | 4252 | 0
Central_PV-1 | 4253 | 0
Central_PV-1 | 4254 | 0.0783
Central_PV-1 | 4255 | 0.2421
Central_PV-1 | 4256 | 0.4104
Central_PV-1 | 4257 | 0.5742
Central_PV-1 | 4258 | 0.7092
Central_PV-1 | 4259 | 0.8109
Central_PV-1 | 4260 | 0.8766
Central_PV-1 | 4261 | 0.873
Central_PV-1 | 4262 | 0.828
Central_PV-1 | 4263 | 0.7317
Central_PV-1 | 4264 | 0.6039
Central_PV-1 | 4265 | 0.4482
Central_PV-1 | 4266 | 0.2754
Central_PV-1 | 4267 | 0.1107
Central_PV-1 | 4268 | 0
Central_PV-1 | 4269 | 0
Central_PV-1 | 4270 | 0
Central_PV-1 | 4271 | 0
Central_PV-1 | 4272 | 0
Central_PV-1 | 4273 | 0
Central_PV-1 | 4274 | 0
Central_PV-1 | 4275 | 0
Central_PV-1 | 4276 | 0
Central_PV-1 | 4277 | 0
Central_PV-1 | 4278 | 0.0567
Central_PV-1 | 4279 | 0.2079
Central_PV-1 | 4280 | 0.324
Central_PV-1 | 4281 | 0.4824
Central_PV-1 | 4282 | 0.6309
Central_PV-1 | 4283 | 0.6948
Central_PV-1 | 4284 | 0.7857
Central_PV-1 | 4285 | 0.8487
Central_PV-1 | 4286 | 0.8325
Central_PV-1 | 4287 | 0.7353
Central_PV-1 | 4288 | 0.6012
Central_PV-1 | 4289 | 0.441
Central_PV-1 | 4290 | 0.2691
Central_PV-1 | 4291 | 0.1053
Central_PV-1 | 4292 | 0
Central_PV-1 | 4293 | 0
Central_PV-1 | 4294 | 0
Central_PV-1 | 4295 | 0
Central_PV-1 | 4296 | 0
Central_PV-1 | 4297 | 0
Central_PV-1 | 4298 | 0
Central_PV-1 | 4299 | 0
Central_PV-1 | 4300 | 0
Central_PV-1 | 4301 | 0
Central_PV-1 | 4302 | 0.0747
Central_PV-1 | 4303 | 0.2322
Central_PV-1 | 4304 | 0.4023
Central_PV-1 | 4305 | 0.5724
Central_PV-1 | 4306 | 0.7083
Central_PV-1 | 4307 | 0.81
Central_PV-1 | 4308 | 0.8757
Central_PV-1 | 4309 | 0.8775
Central_PV-1 | 4310 | 0.8325
Central_PV-1 | 4311 | 0.7353
Central_PV-1 | 4312 | 0.6048
Central_PV-1 | 4313 | 0.4464
Central_PV-1 | 4314 | 0.2745
Central_PV-1 | 4315 | 0.1098
Central_PV-1 | 4316 | 0
Central_PV-1 | 4317 | 0
Central_PV-1 | 4318 | 0
Central_PV-1 | 4319 | 0
Central_PV-1 | 4320 | 0
Central_PV-1 | 4321 | 0
Central_PV-1 | 4322 | 0
Central_PV-1 | 4323 | 0
Central_PV-1 | 4324 | 0
Central_PV-1 | 4325 | 0
Central_PV-1 | 4326 | 0.0747
Central_PV-1 | 4327 | 0.2286
Central_PV-1 | 4328 | 0.4014
Central_PV-1 | 4329 | 0.5616
Central_PV-1 | 4330 | 0.6993
Central_PV-1 | 4331 | 0.8001
Central_PV-1 | 4332 | 0.8703
Central_PV-1 | 4333 | 0.7326
Central_PV-1 | 4334 | 0.8001
Central_PV-1 | 4335 | 0.6993
Central_PV-1 | 4336 | 0.5778
Central_PV-1 | 4337 | 0.4365
Central_PV-1 | 4338 | 0.27
Central_PV-1 | 4339 | 0.1098
Central_PV-1 | 4340 | 0
Central_PV-1 | 4341 | 0
Central_PV-1 | 4342 | 0
Central_PV-1 | 4343 | 0
Central_PV-1 | 4344 | 0
Central_PV-1 | 4345 | 0
Central_PV-1 | 4346 | 0
Central_PV-1 | 4347 | 0
Central_PV-1 | 4348 | 0
Central_PV-1 | 4349 | 0
Central_PV-1 | 4350 | 0.0774
Central_PV-1 | 4351 | 0.2313
Central_PV-1 | 4352 | 0.4086
Central_PV-1 | 4353 | 0.5697
Central_PV-1 | 4354 | 0.702
Central_PV-1 | 4355 | 0.8001
Central_PV-1 | 4356 | 0.8604
Central_PV-1 | 4357 | 0.8712
Central_PV-1 | 4358 | 0.8262
Central_PV-1 | 4359 | 0.7353
Central_PV-1 | 4360 | 0.5985
Central_PV-1 | 4361 | 0.4374
Central_PV-1 | 4362 | 0.2664
Central_PV-1 | 4363 | 0.1035
Central_PV-1 | 4364 | 0
Central_PV-1 | 4365 | 0
Central_PV-1 | 4366 | 0
Central_PV-1 | 4367 | 0
Central_PV-1 | 4368 | 0
Central_PV-1 | 4369 | 0
Central_PV-1 | 4370 | 0
Central_PV-1 | 4371 | 0
Central_PV-1 | 4372 | 0
Central_PV-1 | 4373 | 0
Central_PV-1 | 4374 | 0.0711
Central_PV-1 | 4375 | 0.2169
Central_PV-1 | 4376 | 0.4032
Central_PV-1 | 4377 | 0.4293
Central_PV-1 | 4378 | 0.6435
Central_PV-1 | 4379 | 0.7911
Central_PV-1 | 4380 | 0.1422
Central_PV-1 | 4381 | 0.3807
Central_PV-1 | 4382 | 0.648
Central_PV-1 | 4383 | 0.6111
Central_PV-1 | 4384 | 0.3159
Central_PV-1 | 4385 | 0.4347
Central_PV-1 | 4386 | 0.252
Central_PV-1 | 4387 | 0.0855
Central_PV-1 | 4388 | 0
Central_PV-1 | 4389 | 0
Central_PV-1 | 4390 | 0
Central_PV-1 | 4391 | 0
Central_PV-1 | 4392 | 0
Central_PV-1 | 4393 | 0
Central_PV-1 | 4394 | 0
Central_PV-1 | 4395 | 0
Central_PV-1 | 4396 | 0
Central_PV-1 | 4397 | 0
Central_PV-1 | 4398 | 0.0207
Central_PV-1 | 4399 | 0.1476
Central_PV-1 | 4400 | 0.2862
Central_PV-1 | 4401 | 0.522
Central_PV-1 | 4402 | 0.6786
Central_PV-1 | 4403 | 0.7452
Central_PV-1 | 4404 | 0.8019
Central_PV-1 | 4405 | 0.8487
Central_PV-1 | 4406 | 0.8136
Central_PV-1 | 4407 | 0.7164
Central_PV-1 | 4408 | 0.5022
Central_PV-1 | 4409 | 0.3384
Central_PV-1 | 4410 | 0.1467
Central_PV-1 | 4411 | 0.0837
Central_PV-1 | 4412 | 0
Central_PV-1 | 4413 | 0
Central_PV-1 | 4414 | 0
Central_PV-1 | 4415 | 0
Central_PV-1 | 4416 | 0
Central_PV-1 | 4417 | 0
Central_PV-1 | 4418 | 0
Central_PV-1 | 4419 | 0
Central_PV-1 | 4420 | 0
Central_PV-1 | 4421 | 0
Central_PV-1 | 4422 | 0.0063
Central_PV-1 | 4423 | 0.0207
Central_PV-1 | 4424 | 0.3744
Central_PV-1 | 4425 | 0.5409
Central_PV-1 | 4426 | 0.6921
Central_PV-1 | 4427 | 0.7776
Central_PV-1 | 4428 | 0.8586
Central_PV-1 | 4429 | 0.8523
Central_PV-1 | 4430 | 0.8262
Central_PV-1 | 4431 | 0.6255
Central_PV-1 | 4432 | 0.6075
Central_PV-1 | 4433 | 0.4464
Central_PV-1 | 4434 | 0.2745
Central_PV-1 | 4435 | 0.1134
Central_PV-1 | 4436 | 0
Central_PV-1 | 4437 | 0
Central_PV-1 | 4438 | 0
Central_PV-1 | 4439 | 0
Central_PV-1 | 4440 | 0
Central_PV-1 | 4441 | 0
Central_PV-1 | 4442 | 0
Central_PV-1 | 4443 | 0
Central_PV-1 | 4444 | 0
Central_PV-1 | 4445 | 0
Central_PV-1 | 4446 | 0.0738
Central_PV-1 | 4447 | 0.2313
Central_PV-1 | 4448 | 0.4059
Central_PV-1 | 4449 | 0.5715
Central_PV-1 | 4450 | 0.702
Central_PV-1 | 4451 | 0.8136
Central_PV-1 | 4452 | 0.8667
Central_PV-1 | 4453 | 0.8739
Central_PV-1 | 4454 | 0.8298
Central_PV-1 | 4455 | 0.7416
Central_PV-1 | 4456 | 0.6066
Central_PV-1 | 4457 | 0.4482
Central_PV-1 | 4458 | 0.2772
Central_PV-1 | 4459 | 0.1134
Central_PV-1 | 4460 | 0
Central_PV-1 | 4461 | 0
Central_PV-1 | 4462 | 0
Central_PV-1 | 4463 | 0
Central_PV-1 | 4464 | 0
Central_PV-1 | 4465 | 0
Central_PV-1 | 4466 | 0
Central_PV-1 | 4467 | 0
Central_PV-1 | 4468 | 0
Central_PV-1 | 4469 | 0
Central_PV-1 | 4470 | 0.0738
Central_PV-1 | 4471 | 0.2277
Central_PV-1 | 4472 | 0.4023
Central_PV-1 | 4473 | 0.5643
Central_PV-1 | 4474 | 0.6975
Central_PV-1 | 4475 | 0.8082
Central_PV-1 | 4476 | 0.8622
Central_PV-1 | 4477 | 0.8784
Central_PV-1 | 4478 | 0.8253
Central_PV-1 | 4479 | 0.1269
Central_PV-1 | 4480 | 0.6003
Central_PV-1 | 4481 | 0.441
Central_PV-1 | 4482 | 0.2871
Central_PV-1 | 4483 | 0.1062
Central_PV-1 | 4484 | 0
Central_PV-1 | 4485 | 0
Central_PV-1 | 4486 | 0
Central_PV-1 | 4487 | 0
Central_PV-1 | 4488 | 0
Central_PV-1 | 4489 | 0
Central_PV-1 | 4490 | 0
Central_PV-1 | 4491 | 0
Central_PV-1 | 4492 | 0
Central_PV-1 | 4493 | 0
Central_PV-1 | 4494 | 0.0063
Central_PV-1 | 4495 | 0.1872
Central_PV-1 | 4496 | 0.2889
Central_PV-1 | 4497 | 0.3726
Central_PV-1 | 4498 | 0.5202
Central_PV-1 | 4499 | 0.6138
Central_PV-1 | 4500 | 0.7911
Central_PV-1 | 4501 | 0.8595
Central_PV-1 | 4502 | 0.7452
Central_PV-1 | 4503 | 0.2295
Central_PV-1 | 4504 | 0.5418
Central_PV-1 | 4505 | 0.1341
Central_PV-1 | 4506 | 0.0423
Central_PV-1 | 4507 | 0.1152
Central_PV-1 | 4508 | 0
Central_PV-1 | 4509 | 0
Central_PV-1 | 4510 | 0
Central_PV-1 | 4511 | 0
Central_PV-1 | 4512 | 0
Central_PV-1 | 4513 | 0
Central_PV-1 | 4514 | 0
Central_PV-1 | 4515 | 0
Central_PV-1 | 4516 | 0
Central_PV-1 | 4517 | 0
Central_PV-1 | 4518 | 0.0693
Central_PV-1 | 4519 | 0.225
Central_PV-1 | 4520 | 0.4032
Central_PV-1 | 4521 | 0.5616
Central_PV-1 | 4522 | 0.7029
Central_PV-1 | 4523 | 0.8109
Central_PV-1 | 4524 | 0.8478
Central_PV-1 | 4525 | 0.8685
Central_PV-1 | 4526 | 0.8244
Central_PV-1 | 4527 | 0.7443
Central_PV-1 | 4528 | 0.6093
Central_PV-1 | 4529 | 0.4491
Central_PV-1 | 4530 | 0.2754
Central_PV-1 | 4531 | 0.1107
Central_PV-1 | 4532 | 0
Central_PV-1 | 4533 | 0
Central_PV-1 | 4534 | 0
Central_PV-1 | 4535 | 0
Central_PV-1 | 4536 | 0
Central_PV-1 | 4537 | 0
Central_PV-1 | 4538 | 0
Central_PV-1 | 4539 | 0
Central_PV-1 | 4540 | 0
Central_PV-1 | 4541 | 0
Central_PV-1 | 4542 | 0.0576
Central_PV-1 | 4543 | 0.2097
Central_PV-1 | 4544 | 0.2925
Central_PV-1 | 4545 | 0.2889
Central_PV-1 | 4546 | 0.2331
Central_PV-1 | 4547 | 0.2592
Central_PV-1 | 4548 | 0.171
Central_PV-1 | 4549 | 0.0783
Central_PV-1 | 4550 | 0.0882
Central_PV-1 | 4551 | 0.4374
Central_PV-1 | 4552 | 0.3564
Central_PV-1 | 4553 | 0.0864
Central_PV-1 | 4554 | 0.0882
Central_PV-1 | 4555 | 0.0576
Central_PV-1 | 4556 | 0
Central_PV-1 | 4557 | 0
Central_PV-1 | 4558 | 0
Central_PV-1 | 4559 | 0
Central_PV-1 | 4560 | 0
Central_PV-1 | 4561 | 0
Central_PV-1 | 4562 | 0
Central_PV-1 | 4563 | 0
Central_PV-1 | 4564 | 0
Central_PV-1 | 4565 | 0
Central_PV-1 | 4566 | 0.0675
Central_PV-1 | 4567 | 0.1791
Central_PV-1 | 4568 | 0.3024
Central_PV-1 | 4569 | 0.4626
Central_PV-1 | 4570 | 0.5832
Central_PV-1 | 4571 | 0.5328
Central_PV-1 | 4572 | 0.3987
Central_PV-1 | 4573 | 0.6804
Central_PV-1 | 4574 | 0.7524
Central_PV-1 | 4575 | 0.5751
Central_PV-1 | 4576 | 0.4815
Central_PV-1 | 4577 | 0.3897
Central_PV-1 | 4578 | 0.2394
Central_PV-1 | 4579 | 0.1098
Central_PV-1 | 4580 | 0
Central_PV-1 | 4581 | 0
Central_PV-1 | 4582 | 0
Central_PV-1 | 4583 | 0
Central_PV-1 | 4584 | 0
Central_PV-1 | 4585 | 0
Central_PV-1 | 4586 | 0
Central_PV-1 | 4587 | 0
Central_PV-1 | 4588 | 0
Central_PV-1 | 4589 | 0
Central_PV-1 | 4590 | 0.0639
Central_PV-1 | 4591 | 0.2178
Central_PV-1 | 4592 | 0.2952
Central_PV-1 | 4593 | 0.558
Central_PV-1 | 4594 | 0.6957
Central_PV-1 | 4595 | 0.8037
Central_PV-1 | 4596 | 0.7974
Central_PV-1 | 4597 | 0.7956
Central_PV-1 | 4598 | 0.6759
Central_PV-1 | 4599 | 0.747
Central_PV-1 | 4600 | 0.5958
Central_PV-1 | 4601 | 0.4455
Central_PV-1 | 4602 | 0.2727
Central_PV-1 | 4603 | 0.108
Central_PV-1 | 4604 | 0
Central_PV-1 | 4605 | 0
Central_PV-1 | 4606 | 0
Central_PV-1 | 4607 | 0
Central_PV-1 | 4608 | 0
Central_PV-1 | 4609 | 0
Central_PV-1 | 4610 | 0
Central_PV-1 | 4611 | 0
Central_PV-1 | 4612 | 0
Central_PV-1 | 4613 | 0
Central_PV-1 | 4614 | 0.0603
Central_PV-1 | 4615 | 0.2169
Central_PV-1 | 4616 | 0.3861
Central_PV-1 | 4617 | 0.4716
Central_PV-1 | 4618 | 0.495
Central_PV-1 | 4619 | 0.3879
Central_PV-1 | 4620 | 0.4986
Central_PV-1 | 4621 | 0.3555
Central_PV-1 | 4622 | 0.5472
Central_PV-1 | 4623 | 0.3555
Central_PV-1 | 4624 | 0.2979
Central_PV-1 | 4625 | 0.1863
Central_PV-1 | 4626 | 0.1917
Central_PV-1 | 4627 | 0.027
Central_PV-1 | 4628 | 0
Central_PV-1 | 4629 | 0
Central_PV-1 | 4630 | 0
Central_PV-1 | 4631 | 0
Central_PV-1 | 4632 | 0
Central_PV-1 | 4633 | 0
Central_PV-1 | 4634 | 0
Central_PV-1 | 4635 | 0
Central_PV-1 | 4636 | 0
Central_PV-1 | 4637 | 0
Central_PV-1 | 4638 | 0.0603
Central_PV-1 | 4639 | 0.2151
Central_PV-1 | 4640 | 0.3861
Central_PV-1 | 4641 | 0.5445
Central_PV-1 | 4642 | 0.6444
Central_PV-1 | 4643 | 0.7821
Central_PV-1 | 4644 | 0.8523
Central_PV-1 | 4645 | 0.8568
Central_PV-1 | 4646 | 0.7587
Central_PV-1 | 4647 | 0.7056
Central_PV-1 | 4648 | 0.585
Central_PV-1 | 4649 | 0.4176
Central_PV-1 | 4650 | 0.2403
Central_PV-1 | 4651 | 0.0936
Central_PV-1 | 4652 | 0
Central_PV-1 | 4653 | 0
Central_PV-1 | 4654 | 0
Central_PV-1 | 4655 | 0
Central_PV-1 | 4656 | 0
Central_PV-1 | 4657 | 0
Central_PV-1 | 4658 | 0
Central_PV-1 | 4659 | 0
Central_PV-1 | 4660 | 0
Central_PV-1 | 4661 | 0
Central_PV-1 | 4662 | 0.027
Central_PV-1 | 4663 | 0.0252
Central_PV-1 | 4664 | 0.2448
Central_PV-1 | 4665 | 0.3978
Central_PV-1 | 4666 | 0.6462
Central_PV-1 | 4667 | 0.6579
Central_PV-1 | 4668 | 0.6228
Central_PV-1 | 4669 | 0.4842
Central_PV-1 | 4670 | 0.6147
Central_PV-1 | 4671 | 0.6858
Central_PV-1 | 4672 | 0.4986
Central_PV-1 | 4673 | 0.1998
Central_PV-1 | 4674 | 0.0243
Central_PV-1 | 4675 | 0.0954
Central_PV-1 | 4676 | 0
Central_PV-1 | 4677 | 0
Central_PV-1 | 4678 | 0
Central_PV-1 | 4679 | 0
Central_PV-1 | 4680 | 0
Central_PV-1 | 4681 | 0
Central_PV-1 | 4682 | 0
Central_PV-1 | 4683 | 0
Central_PV-1 | 4684 | 0
Central_PV-1 | 4685 | 0
Central_PV-1 | 4686 | 0.0594
Central_PV-1 | 4687 | 0.2151
Central_PV-1 | 4688 | 0.3888
Central_PV-1 | 4689 | 0.5553
Central_PV-1 | 4690 | 0.6912
Central_PV-1 | 4691 | 0.7956
Central_PV-1 | 4692 | 0.8469
Central_PV-1 | 4693 | 0.8595
Central_PV-1 | 4694 | 0.8001
Central_PV-1 | 4695 | 0.693
Central_PV-1 | 4696 | 0.5751
Central_PV-1 | 4697 | 0.4248
Central_PV-1 | 4698 | 0.2448
Central_PV-1 | 4699 | 0.1053
Central_PV-1 | 4700 | 0
Central_PV-1 | 4701 | 0
Central_PV-1 | 4702 | 0
Central_PV-1 | 4703 | 0
Central_PV-1 | 4704 | 0
Central_PV-1 | 4705 | 0
Central_PV-1 | 4706 | 0
Central_PV-1 | 4707 | 0
Central_PV-1 | 4708 | 0
Central_PV-1 | 4709 | 0
Central_PV-1 | 4710 | 0.0558
Central_PV-1 | 4711 | 0.2097
Central_PV-1 | 4712 | 0.3816
Central_PV-1 | 4713 | 0.5481
Central_PV-1 | 4714 | 0.7002
Central_PV-1 | 4715 | 0.7992
Central_PV-1 | 4716 | 0.8676
Central_PV-1 | 4717 | 0.8757
Central_PV-1 | 4718 | 0.8406
Central_PV-1 | 4719 | 0.7362
Central_PV-1 | 4720 | 0.6012
Central_PV-1 | 4721 | 0.4437
Central_PV-1 | 4722 | 0.2682
Central_PV-1 | 4723 | 0.1044
Central_PV-1 | 4724 | 0
Central_PV-1 | 4725 | 0
Central_PV-1 | 4726 | 0
Central_PV-1 | 4727 | 0
Central_PV-1 | 4728 | 0
Central_PV-1 | 4729 | 0
Central_PV-1 | 4730 | 0
Central_PV-1 | 4731 | 0
Central_PV-1 | 4732 | 0
Central_PV-1 | 4733 | 0
Central_PV-1 | 4734 | 0.0522
Central_PV-1 | 4735 | 0.2079
Central_PV-1 | 4736 | 0.3834
Central_PV-1 | 4737 | 0.5499
Central_PV-1 | 4738 | 0.6921
Central_PV-1 | 4739 | 0.7938
Central_PV-1 | 4740 | 0.8532
Central_PV-1 | 4741 | 0.8667
Central_PV-1 | 4742 | 0.8235
Central_PV-1 | 4743 | 0.7281
Central_PV-1 | 4744 | 0.5949
Central_PV-1 | 4745 | 0.4365
Central_PV-1 | 4746 | 0.2646
Central_PV-1 | 4747 | 0.0558
Central_PV-1 | 4748 | 0
Central_PV-1 | 4749 | 0
Central_PV-1 | 4750 | 0
Central_PV-1 | 4751 | 0
Central_PV-1 | 4752 | 0
Central_PV-1 | 4753 | 0
Central_PV-1 | 4754 | 0
Central_PV-1 | 4755 | 0
Central_PV-1 | 4756 | 0
Central_PV-1 | 4757 | 0
Central_PV-1 | 4758 | 0.0459
Central_PV-1 | 4759 | 0.1944
Central_PV-1 | 4760 | 0.3726
Central_PV-1 | 4761 | 0.5427
Central_PV-1 | 4762 | 0.6804
Central_PV-1 | 4763 | 0.7884
Central_PV-1 | 4764 | 0.8478
Central_PV-1 | 4765 | 0.8613
Central_PV-1 | 4766 | 0.8145
Central_PV-1 | 4767 | 0.72
Central_PV-1 | 4768 | 0.4527
Central_PV-1 | 4769 | 0.2142
Central_PV-1 | 4770 | 0.2493
Central_PV-1 | 4771 | 0.0459
Central_PV-1 | 4772 | 0
Central_PV-1 | 4773 | 0
Central_PV-1 | 4774 | 0
Central_PV-1 | 4775 | 0
Central_PV-1 | 4776 | 0
Central_PV-1 | 4777 | 0
Central_PV-1 | 4778 | 0
Central_PV-1 | 4779 | 0
Central_PV-1 | 4780 | 0
Central_PV-1 | 4781 | 0
Central_PV-1 | 4782 | 0.0378
Central_PV-1 | 4783 | 0.1656
Central_PV-1 | 4784 | 0.3285
Central_PV-1 | 4785 | 0.5247
Central_PV-1 | 4786 | 0.6723
Central_PV-1 | 4787 | 0.7839
Central_PV-1 | 4788 | 0.8469
Central_PV-1 | 4789 | 0.8514
Central_PV-1 | 4790 | 0.8046
Central_PV-1 | 4791 | 0.6633
Central_PV-1 | 4792 | 0.5526
Central_PV-1 | 4793 | 0.3555
Central_PV-1 | 4794 | 0.2007
Central_PV-1 | 4795 | 0.054
Central_PV-1 | 4796 | 0
Central_PV-1 | 4797 | 0
Central_PV-1 | 4798 | 0
Central_PV-1 | 4799 | 0
Central_PV-1 | 4800 | 0
Central_PV-1 | 4801 | 0
Central_PV-1 | 4802 | 0
Central_PV-1 | 4803 | 0
Central_PV-1 | 4804 | 0
Central_PV-1 | 4805 | 0
Central_PV-1 | 4806 | 0.0243
Central_PV-1 | 4807 | 0.1629
Central_PV-1 | 4808 | 0.0837
Central_PV-1 | 4809 | 0.2916
Central_PV-1 | 4810 | 0.4554
Central_PV-1 | 4811 | 0.7497
Central_PV-1 | 4812 | 0.837
Central_PV-1 | 4813 | 0.8505
Central_PV-1 | 4814 | 0.8037
Central_PV-1 | 4815 | 0.648
Central_PV-1 | 4816 | 0.5886
Central_PV-1 | 4817 | 0.4419
Central_PV-1 | 4818 | 0.1386
Central_PV-1 | 4819 | 0.0576
Central_PV-1 | 4820 | 0
Central_PV-1 | 4821 | 0
Central_PV-1 | 4822 | 0
Central_PV-1 | 4823 | 0
Central_PV-1 | 4824 | 0
Central_PV-1 | 4825 | 0
Central_PV-1 | 4826 | 0
Central_PV-1 | 4827 | 0
Central_PV-1 | 4828 | 0
Central_PV-1 | 4829 | 0
Central_PV-1 | 4830 | 0.0477
Central_PV-1 | 4831 | 0.2052
Central_PV-1 | 4832 | 0.3708
Central_PV-1 | 4833 | 0.5409
Central_PV-1 | 4834 | 0.6273
Central_PV-1 | 4835 | 0.7569
Central_PV-1 | 4836 | 0.828
Central_PV-1 | 4837 | 0.6822
Central_PV-1 | 4838 | 0.5679
Central_PV-1 | 4839 | 0.7281
Central_PV-1 | 4840 | 0.5904
Central_PV-1 | 4841 | 0.4032
Central_PV-1 | 4842 | 0.1656
Central_PV-1 | 4843 | 0.0567
Central_PV-1 | 4844 | 0
Central_PV-1 | 4845 | 0
Central_PV-1 | 4846 | 0
Central_PV-1 | 4847 | 0
Central_PV-1 | 4848 | 0
Central_PV-1 | 4849 | 0
Central_PV-1 | 4850 | 0
Central_PV-1 | 4851 | 0
Central_PV-1 | 4852 | 0
Central_PV-1 | 4853 | 0
Central_PV-1 | 4854 | 0.045
Central_PV-1 | 4855 | 0.2016
Central_PV-1 | 4856 | 0.3654
Central_PV-1 | 4857 | 0.5445
Central_PV-1 | 4858 | 0.6849
Central_PV-1 | 4859 | 0.7956
Central_PV-1 | 4860 | 0.8352
Central_PV-1 | 4861 | 0.8181
Central_PV-1 | 4862 | 0.8226
Central_PV-1 | 4863 | 0.7011
Central_PV-1 | 4864 | 0.5859
Central_PV-1 | 4865 | 0.4365
Central_PV-1 | 4866 | 0.2628
Central_PV-1 | 4867 | 0.0504
Central_PV-1 | 4868 | 0
Central_PV-1 | 4869 | 0
Central_PV-1 | 4870 | 0
Central_PV-1 | 4871 | 0
Central_PV-1 | 4872 | 0
Central_PV-1 | 4873 | 0
Central_PV-1 | 4874 | 0
Central_PV-1 | 4875 | 0
Central_PV-1 | 4876 | 0
Central_PV-1 | 4877 | 0
Central_PV-1 | 4878 | 0.0432
Central_PV-1 | 4879 | 0.1971
Central_PV-1 | 4880 | 0.3735
Central_PV-1 | 4881 | 0.5373
Central_PV-1 | 4882 | 0.6768
Central_PV-1 | 4883 | 0.783
Central_PV-1 | 4884 | 0.8469
Central_PV-1 | 4885 | 0.8523
Central_PV-1 | 4886 | 0.8136
Central_PV-1 | 4887 | 0.7254
Central_PV-1 | 4888 | 0.5967
Central_PV-1 | 4889 | 0.4374
Central_PV-1 | 4890 | 0.2601
Central_PV-1 | 4891 | 0.0495
Central_PV-1 | 4892 | 0
Central_PV-1 | 4893 | 0
Central_PV-1 | 4894 | 0
Central_PV-1 | 4895 | 0
Central_PV-1 | 4896 | 0
Central_PV-1 | 4897 | 0
Central_PV-1 | 4898 | 0
Central_PV-1 | 4899 | 0
Central_PV-1 | 4900 | 0
Central_PV-1 | 4901 | 0
Central_PV-1 | 4902 | 0.0396
Central_PV-1 | 4903 | 0.1926
Central_PV-1 | 4904 | 0.3618
Central_PV-1 | 4905 | 0.5274
Central_PV-1 | 4906 | 0.6723
Central_PV-1 | 4907 | 0.7812
Central_PV-1 | 4908 | 0.8415
Central_PV-1 | 4909 | 0.846
Central_PV-1 | 4910 | 0.8082
Central_PV-1 | 4911 | 0.7173
Central_PV-1 | 4912 | 0.5868
Central_PV-1 | 4913 | 0.4248
Central_PV-1 | 4914 | 0.2502
Central_PV-1 | 4915 | 0.054
Central_PV-1 | 4916 | 0
Central_PV-1 | 4917 | 0
Central_PV-1 | 4918 | 0
Central_PV-1 | 4919 | 0
Central_PV-1 | 4920 | 0
Central_PV-1 | 4921 | 0
Central_PV-1 | 4922 | 0
Central_PV-1 | 4923 | 0
Central_PV-1 | 4924 | 0
Central_PV-1 | 4925 | 0
Central_PV-1 | 4926 | 0.0054
Central_PV-1 | 4927 | 0.1242
Central_PV-1 | 4928 | 0.2655
Central_PV-1 | 4929 | 0.5229
Central_PV-1 | 4930 | 0.5661
Central_PV-1 | 4931 | 0.684
Central_PV-1 | 4932 | 0.6237
Central_PV-1 | 4933 | 0.5859
Central_PV-1 | 4934 | 0.7407
Central_PV-1 | 4935 | 0.6498
Central_PV-1 | 4936 | 0.5607
Central_PV-1 | 4937 | 0.3933
Central_PV-1 | 4938 | 0.2502
Central_PV-1 | 4939 | 0.0135
Central_PV-1 | 4940 | 0
Central_PV-1 | 4941 | 0
Central_PV-1 | 4942 | 0
Central_PV-1 | 4943 | 0
Central_PV-1 | 4944 | 0
Central_PV-1 | 4945 | 0
Central_PV-1 | 4946 | 0
Central_PV-1 | 4947 | 0
Central_PV-1 | 4948 | 0
Central_PV-1 | 4949 | 0
Central_PV-1 | 4950 | 0.0342
Central_PV-1 | 4951 | 0.1818
Central_PV-1 | 4952 | 0.3582
Central_PV-1 | 4953 | 0.5247
Central_PV-1 | 4954 | 0.6687
Central_PV-1 | 4955 | 0.7785
Central_PV-1 | 4956 | 0.8388
Central_PV-1 | 4957 | 0.8487
Central_PV-1 | 4958 | 0.81
Central_PV-1 | 4959 | 0.7146
Central_PV-1 | 4960 | 0.5832
Central_PV-1 | 4961 | 0.4194
Central_PV-1 | 4962 | 0.2475
Central_PV-1 | 4963 | 0.0504
Central_PV-1 | 4964 | 0
Central_PV-1 | 4965 | 0
Central_PV-1 | 4966 | 0
Central_PV-1 | 4967 | 0
Central_PV-1 | 4968 | 0
Central_PV-1 | 4969 | 0
Central_PV-1 | 4970 | 0
Central_PV-1 | 4971 | 0
Central_PV-1 | 4972 | 0
Central_PV-1 | 4973 | 0
Central_PV-1 | 4974 | 0.0306
Central_PV-1 | 4975 | 0.1737
Central_PV-1 | 4976 | 0.351
Central_PV-1 | 4977 | 0.5202
Central_PV-1 | 4978 | 0.6606
Central_PV-1 | 4979 | 0.7695
Central_PV-1 | 4980 | 0.7776
Central_PV-1 | 4981 | 0.747
Central_PV-1 | 4982 | 0.7758
Central_PV-1 | 4983 | 0.6912
Central_PV-1 | 4984 | 0.5823
Central_PV-1 | 4985 | 0.4113
Central_PV-1 | 4986 | 0.2412
Central_PV-1 | 4987 | 0.0513
Central_PV-1 | 4988 | 0
Central_PV-1 | 4989 | 0
Central_PV-1 | 4990 | 0
Central_PV-1 | 4991 | 0
Central_PV-1 | 4992 | 0
Central_PV-1 | 4993 | 0
Central_PV-1 | 4994 | 0
Central_PV-1 | 4995 | 0
Central_PV-1 | 4996 | 0
Central_PV-1 | 4997 | 0
Central_PV-1 | 4998 | 0.0252
Central_PV-1 | 4999 | 0.1719
Central_PV-1 | 5000 | 0.3492
Central_PV-1 | 5001 | 0.5184
Central_PV-1 | 5002 | 0.6624
Central_PV-1 | 5003 | 0.7677
Central_PV-1 | 5004 | 0.8325
Central_PV-1 | 5005 | 0.8415
Central_PV-1 | 5006 | 0.7866
Central_PV-1 | 5007 | 0.5463
Central_PV-1 | 5008 | 0.5148
Central_PV-1 | 5009 | 0.2637
Central_PV-1 | 5010 | 0.1917
Central_PV-1 | 5011 | 0.0495
Central_PV-1 | 5012 | 0
Central_PV-1 | 5013 | 0
Central_PV-1 | 5014 | 0
Central_PV-1 | 5015 | 0
Central_PV-1 | 5016 | 0
Central_PV-1 | 5017 | 0
Central_PV-1 | 5018 | 0
Central_PV-1 | 5019 | 0
Central_PV-1 | 5020 | 0
Central_PV-1 | 5021 | 0
Central_PV-1 | 5022 | 0.027
Central_PV-1 | 5023 | 0.0243
Central_PV-1 | 5024 | 0.0648
Central_PV-1 | 5025 | 0.0621
Central_PV-1 | 5026 | 0.1224
Central_PV-1 | 5027 | 0.1026
Central_PV-1 | 5028 | 0.2664
Central_PV-1 | 5029 | 0.2556
Central_PV-1 | 5030 | 0.4338
Central_PV-1 | 5031 | 0.4293
Central_PV-1 | 5032 | 0.5814
Central_PV-1 | 5033 | 0.3951
Central_PV-1 | 5034 | 0.2475
Central_PV-1 | 5035 | 0.0468
Central_PV-1 | 5036 | 0
Central_PV-1 | 5037 | 0
Central_PV-1 | 5038 | 0
Central_PV-1 | 5039 | 0
Central_PV-1 | 5040 | 0
Central_PV-1 | 5041 | 0
Central_PV-1 | 5042 | 0
Central_PV-1 | 5043 | 0
Central_PV-1 | 5044 | 0
Central_PV-1 | 5045 | 0
Central_PV-1 | 5046 | 0.0144
Central_PV-1 | 5047 | 0.1386
Central_PV-1 | 5048 | 0.3474
Central_PV-1 | 5049 | 0.4446
Central_PV-1 | 5050 | 0.4698
Central_PV-1 | 5051 | 0.6498
Central_PV-1 | 5052 | 0.774
Central_PV-1 | 5053 | 0.8388
Central_PV-1 | 5054 | 0.8001
Central_PV-1 | 5055 | 0.7083
Central_PV-1 | 5056 | 0.5742
Central_PV-1 | 5057 | 0.4167
Central_PV-1 | 5058 | 0.2457
Central_PV-1 | 5059 | 0.0459
Central_PV-1 | 5060 | 0
Central_PV-1 | 5061 | 0
Central_PV-1 | 5062 | 0
Central_PV-1 | 5063 | 0
Central_PV-1 | 5064 | 0
Central_PV-1 | 5065 | 0
Central_PV-1 | 5066 | 0
Central_PV-1 | 5067 | 0
Central_PV-1 | 5068 | 0
Central_PV-1 | 5069 | 0
Central_PV-1 | 5070 | 0.0279
Central_PV-1 | 5071 | 0.18
Central_PV-1 | 5072 | 0.3582
Central_PV-1 | 5073 | 0.5265
Central_PV-1 | 5074 | 0.6678
Central_PV-1 | 5075 | 0.7758
Central_PV-1 | 5076 | 0.8325
Central_PV-1 | 5077 | 0.8415
Central_PV-1 | 5078 | 0.7983
Central_PV-1 | 5079 | 0.7038
Central_PV-1 | 5080 | 0.5751
Central_PV-1 | 5081 | 0.4149
Central_PV-1 | 5082 | 0.2412
Central_PV-1 | 5083 | 0.045
Central_PV-1 | 5084 | 0
Central_PV-1 | 5085 | 0
Central_PV-1 | 5086 | 0
Central_PV-1 | 5087 | 0
Central_PV-1 | 5088 | 0
Central_PV-1 | 5089 | 0
Central_PV-1 | 5090 | 0
Central_PV-1 | 5091 | 0
Central_PV-1 | 5092 | 0
Central_PV-1 | 5093 | 0
Central_PV-1 | 5094 | 0.0315
Central_PV-1 | 5095 | 0.1908
Central_PV-1 | 5096 | 0.3627
Central_PV-1 | 5097 | 0.5283
Central_PV-1 | 5098 | 0.6768
Central_PV-1 | 5099 | 0.7812
Central_PV-1 | 5100 | 0.8424
Central_PV-1 | 5101 | 0.8523
Central_PV-1 | 5102 | 0.8046
Central_PV-1 | 5103 | 0.7164
Central_PV-1 | 5104 | 0.576
Central_PV-1 | 5105 | 0.4248
Central_PV-1 | 5106 | 0.2502
Central_PV-1 | 5107 | 0.0414
Central_PV-1 | 5108 | 0
Central_PV-1 | 5109 | 0
Central_PV-1 | 5110 | 0
Central_PV-1 | 5111 | 0
Central_PV-1 | 5112 | 0
Central_PV-1 | 5113 | 0
Central_PV-1 | 5114 | 0
Central_PV-1 | 5115 | 0
Central_PV-1 | 5116 | 0
Central_PV-1 | 5117 | 0
Central_PV-1 | 5118 | 0.0243
Central_PV-1 | 5119 | 0.1782
Central_PV-1 | 5120 | 0.3492
Central_PV-1 | 5121 | 0.5202
Central_PV-1 | 5122 | 0.6714
Central_PV-1 | 5123 | 0.7839
Central_PV-1 | 5124 | 0.846
Central_PV-1 | 5125 | 0.8685
Central_PV-1 | 5126 | 0.8154
Central_PV-1 | 5127 | 0.7146
Central_PV-1 | 5128 | 0.5679
Central_PV-1 | 5129 | 0.4131
Central_PV-1 | 5130 | 0.2349
Central_PV-1 | 5131 | 0.0432
Central_PV-1 | 5132 | 0
Central_PV-1 | 5133 | 0
Central_PV-1 | 5134 | 0
Central_PV-1 | 5135 | 0
Central_PV-1 | 5136 | 0
Central_PV-1 | 5137 | 0
Central_PV-1 | 5138 | 0
Central_PV-1 | 5139 | 0
Central_PV-1 | 5140 | 0
Central_PV-1 | 5141 | 0
Central_PV-1 | 5142 | 0.0234
Central_PV-1 | 5143 | 0.1764
Central_PV-1 | 5144 | 0.3474
Central_PV-1 | 5145 | 0.5157
Central_PV-1 | 5146 | 0.6624
Central_PV-1 | 5147 | 0.7659
Central_PV-1 | 5148 | 0.8262
Central_PV-1 | 5149 | 0.8442
Central_PV-1 | 5150 | 0.7965
Central_PV-1 | 5151 | 0.7011
Central_PV-1 | 5152 | 0.5688
Central_PV-1 | 5153 | 0.4131
Central_PV-1 | 5154 | 0.2349
Central_PV-1 | 5155 | 0.0423
Central_PV-1 | 5156 | 0
Central_PV-1 | 5157 | 0
Central_PV-1 | 5158 | 0
Central_PV-1 | 5159 | 0
Central_PV-1 | 5160 | 0
Central_PV-1 | 5161 | 0
Central_PV-1 | 5162 | 0
Central_PV-1 | 5163 | 0
Central_PV-1 | 5164 | 0
Central_PV-1 | 5165 | 0
Central_PV-1 | 5166 | 0.0207
Central_PV-1 | 5167 | 0.1701
Central_PV-1 | 5168 | 0.3411
Central_PV-1 | 5169 | 0.5085
Central_PV-1 | 5170 | 0.6534
Central_PV-1 | 5171 | 0.7641
Central_PV-1 | 5172 | 0.8289
Central_PV-1 | 5173 | 0.8379
Central_PV-1 | 5174 | 0.7902
Central_PV-1 | 5175 | 0.6984
Central_PV-1 | 5176 | 0.5607
Central_PV-1 | 5177 | 0.4014
Central_PV-1 | 5178 | 0.2268
Central_PV-1 | 5179 | 0.0423
Central_PV-1 | 5180 | 0
Central_PV-1 | 5181 | 0
Central_PV-1 | 5182 | 0
Central_PV-1 | 5183 | 0
Central_PV-1 | 5184 | 0
Central_PV-1 | 5185 | 0
Central_PV-1 | 5186 | 0
Central_PV-1 | 5187 | 0
Central_PV-1 | 5188 | 0
Central_PV-1 | 5189 | 0
Central_PV-1 | 5190 | 0.0162
Central_PV-1 | 5191 | 0.1701
Central_PV-1 | 5192 | 0.3429
Central_PV-1 | 5193 | 0.5202
Central_PV-1 | 5194 | 0.666
Central_PV-1 | 5195 | 0.7704
Central_PV-1 | 5196 | 0.8361
Central_PV-1 | 5197 | 0.846
Central_PV-1 | 5198 | 0.7974
Central_PV-1 | 5199 | 0.6966
Central_PV-1 | 5200 | 0.558
Central_PV-1 | 5201 | 0.3969
Central_PV-1 | 5202 | 0.1944
Central_PV-1 | 5203 | 0.0414
Central_PV-1 | 5204 | 0
Central_PV-1 | 5205 | 0
Central_PV-1 | 5206 | 0
Central_PV-1 | 5207 | 0
Central_PV-1 | 5208 | 0
Central_PV-1 | 5209 | 0
Central_PV-1 | 5210 | 0
Central_PV-1 | 5211 | 0
Central_PV-1 | 5212 | 0
Central_PV-1 | 5213 | 0
Central_PV-1 | 5214 | 0.0153
Central_PV-1 | 5215 | 0.1611
Central_PV-1 | 5216 | 0.3321
Central_PV-1 | 5217 | 0.4788
Central_PV-1 | 5218 | 0.6498
Central_PV-1 | 5219 | 0.4581
Central_PV-1 | 5220 | 0.7983
Central_PV-1 | 5221 | 0.8208
Central_PV-1 | 5222 | 0.6822
Central_PV-1 | 5223 | 0.6912
Central_PV-1 | 5224 | 0.5562
Central_PV-1 | 5225 | 0.3987
Central_PV-1 | 5226 | 0.2232
Central_PV-1 | 5227 | 0.0405
Central_PV-1 | 5228 | 0
Central_PV-1 | 5229 | 0
Central_PV-1 | 5230 | 0
Central_PV-1 | 5231 | 0
Central_PV-1 | 5232 | 0
Central_PV-1 | 5233 | 0
Central_PV-1 | 5234 | 0
Central_PV-1 | 5235 | 0
Central_PV-1 | 5236 | 0
Central_PV-1 | 5237 | 0
Central_PV-1 | 5238 | 0.0135
Central_PV-1 | 5239 | 0.1584
Central_PV-1 | 5240 | 0.324
Central_PV-1 | 5241 | 0.4212
Central_PV-1 | 5242 | 0.5292
Central_PV-1 | 5243 | 0.5031
Central_PV-1 | 5244 | 0.756
Central_PV-1 | 5245 | 0.7461
Central_PV-1 | 5246 | 0.6156
Central_PV-1 | 5247 | 0.5589
Central_PV-1 | 5248 | 0.4887
Central_PV-1 | 5249 | 0.3897
Central_PV-1 | 5250 | 0.1998
Central_PV-1 | 5251 | 0.036
Central_PV-1 | 5252 | 0
Central_PV-1 | 5253 | 0
Central_PV-1 | 5254 | 0
Central_PV-1 | 5255 | 0
Central_PV-1 | 5256 | 0
Central_PV-1 | 5257 | 0
Central_PV-1 | 5258 | 0
Central_PV-1 | 5259 | 0
Central_PV-1 | 5260 | 0
Central_PV-1 | 5261 | 0
Central_PV-1 | 5262 | 0.0018
Central_PV-1 | 5263 | 0.0369
Central_PV-1 | 5264 | 0.0369
Central_PV-1 | 5265 | 0.2493
Central_PV-1 | 5266 | 0.3987
Central_PV-1 | 5267 | 0.5355
Central_PV-1 | 5268 | 0.5517
Central_PV-1 | 5269 | 0.3978
Central_PV-1 | 5270 | 0.171
Central_PV-1 | 5271 | 0.6633
Central_PV-1 | 5272 | 0.5724
Central_PV-1 | 5273 | 0.3825
Central_PV-1 | 5274 | 0.2304
Central_PV-1 | 5275 | 0.036
Central_PV-1 | 5276 | 0
Central_PV-1 | 5277 | 0
Central_PV-1 | 5278 | 0
Central_PV-1 | 5279 | 0
Central_PV-1 | 5280 | 0
Central_PV-1 | 5281 | 0
Central_PV-1 | 5282 | 0
Central_PV-1 | 5283 | 0
Central_PV-1 | 5284 | 0
Central_PV-1 | 5285 | 0
Central_PV-1 | 5286 | 0.0099
Central_PV-1 | 5287 | 0.1224
Central_PV-1 | 5288 | 0.3384
Central_PV-1 | 5289 | 0.4401
Central_PV-1 | 5290 | 0.5013
Central_PV-1 | 5291 | 0.6723
Central_PV-1 | 5292 | 0.6894
Central_PV-1 | 5293 | 0.7245
Central_PV-1 | 5294 | 0.7551
Central_PV-1 | 5295 | 0.6579
Central_PV-1 | 5296 | 0.5643
Central_PV-1 | 5297 | 0.4041
Central_PV-1 | 5298 | 0.2295
Central_PV-1 | 5299 | 0.0351
Central_PV-1 | 5300 | 0
Central_PV-1 | 5301 | 0
Central_PV-1 | 5302 | 0
Central_PV-1 | 5303 | 0
Central_PV-1 | 5304 | 0
Central_PV-1 | 5305 | 0
Central_PV-1 | 5306 | 0
Central_PV-1 | 5307 | 0
Central_PV-1 | 5308 | 0
Central_PV-1 | 5309 | 0
Central_PV-1 | 5310 | 0.0117
Central_PV-1 | 5311 | 0.1629
Central_PV-1 | 5312 | 0.2736
Central_PV-1 | 5313 | 0.4248
Central_PV-1 | 5314 | 0.5319
Central_PV-1 | 5315 | 0.6831
Central_PV-1 | 5316 | 0.711
Central_PV-1 | 5317 | 0.7776
Central_PV-1 | 5318 | 0.783
Central_PV-1 | 5319 | 0.693
Central_PV-1 | 5320 | 0.558
Central_PV-1 | 5321 | 0.3987
Central_PV-1 | 5322 | 0.2241
Central_PV-1 | 5323 | 0.0333
Central_PV-1 | 5324 | 0
Central_PV-1 | 5325 | 0
Central_PV-1 | 5326 | 0
Central_PV-1 | 5327 | 0
Central_PV-1 | 5328 | 0
Central_PV-1 | 5329 | 0
Central_PV-1 | 5330 | 0
Central_PV-1 | 5331 | 0
Central_PV-1 | 5332 | 0
Central_PV-1 | 5333 | 0
Central_PV-1 | 5334 | 0.0081
Central_PV-1 | 5335 | 0.1683
Central_PV-1 | 5336 | 0.3438
Central_PV-1 | 5337 | 0.5085
Central_PV-1 | 5338 | 0.6588
Central_PV-1 | 5339 | 0.7686
Central_PV-1 | 5340 | 0.8262
Central_PV-1 | 5341 | 0.8388
Central_PV-1 | 5342 | 0.7893
Central_PV-1 | 5343 | 0.6948
Central_PV-1 | 5344 | 0.5589
Central_PV-1 | 5345 | 0.4005
Central_PV-1 | 5346 | 0.2223
Central_PV-1 | 5347 | 0.0324
Central_PV-1 | 5348 | 0
Central_PV-1 | 5349 | 0
Central_PV-1 | 5350 | 0
Central_PV-1 | 5351 | 0
Central_PV-1 | 5352 | 0
Central_PV-1 | 5353 | 0
Central_PV-1 | 5354 | 0
Central_PV-1 | 5355 | 0
Central_PV-1 | 5356 | 0
Central_PV-1 | 5357 | 0
Central_PV-1 | 5358 | 0.009
Central_PV-1 | 5359 | 0.1656
Central_PV-1 | 5360 | 0.3393
Central_PV-1 | 5361 | 0.5067
Central_PV-1 | 5362 | 0.657
Central_PV-1 | 5363 | 0.7587
Central_PV-1 | 5364 | 0.828
Central_PV-1 | 5365 | 0.8325
Central_PV-1 | 5366 | 0.7785
Central_PV-1 | 5367 | 0.6885
Central_PV-1 | 5368 | 0.5499
Central_PV-1 | 5369 | 0.3735
Central_PV-1 | 5370 | 0.2133
Central_PV-1 | 5371 | 0.0315
Central_PV-1 | 5372 | 0
Central_PV-1 | 5373 | 0
Central_PV-1 | 5374 | 0
Central_PV-1 | 5375 | 0
Central_PV-1 | 5376 | 0
Central_PV-1 | 5377 | 0
Central_PV-1 | 5378 | 0
Central_PV-1 | 5379 | 0
Central_PV-1 | 5380 | 0
Central_PV-1 | 5381 | 0
Central_PV-1 | 5382 | 0
Central_PV-1 | 5383 | 0.1548
Central_PV-1 | 5384 | 0.3087
Central_PV-1 | 5385 | 0.4662
Central_PV-1 | 5386 | 0.4923
Central_PV-1 | 5387 | 0.099
Central_PV-1 | 5388 | 0.1395
Central_PV-1 | 5389 | 0.2763
Central_PV-1 | 5390 | 0.1044
Central_PV-1 | 5391 | 0.1314
Central_PV-1 | 5392 | 0.2025
Central_PV-1 | 5393 | 0.2484
Central_PV-1 | 5394 | 0.1044
Central_PV-1 | 5395 | 0.0306
Central_PV-1 | 5396 | 0
Central_PV-1 | 5397 | 0
Central_PV-1 | 5398 | 0
Central_PV-1 | 5399 | 0
Central_PV-1 | 5400 | 0
Central_PV-1 | 5401 | 0
Central_PV-1 | 5402 | 0
Central_PV-1 | 5403 | 0
Central_PV-1 | 5404 | 0
Central_PV-1 | 5405 | 0
Central_PV-1 | 5406 | 0
Central_PV-1 | 5407 | 0.1539
Central_PV-1 | 5408 | 0.333
Central_PV-1 | 5409 | 0.4995
Central_PV-1 | 5410 | 0.6498
Central_PV-1 | 5411 | 0.7506
Central_PV-1 | 5412 | 0.8154
Central_PV-1 | 5413 | 0.8235
Central_PV-1 | 5414 | 0.774
Central_PV-1 | 5415 | 0.6795
Central_PV-1 | 5416 | 0.5445
Central_PV-1 | 5417 | 0.3843
Central_PV-1 | 5418 | 0.207
Central_PV-1 | 5419 | 0.0297
Central_PV-1 | 5420 | 0
Central_PV-1 | 5421 | 0
Central_PV-1 | 5422 | 0
Central_PV-1 | 5423 | 0
Central_PV-1 | 5424 | 0
Central_PV-1 | 5425 | 0
Central_PV-1 | 5426 | 0
Central_PV-1 | 5427 | 0
Central_PV-1 | 5428 | 0
Central_PV-1 | 5429 | 0
Central_PV-1 | 5430 | 0
Central_PV-1 | 5431 | 0.1494
Central_PV-1 | 5432 | 0.3276
Central_PV-1 | 5433 | 0.495
Central_PV-1 | 5434 | 0.6399
Central_PV-1 | 5435 | 0.7443
Central_PV-1 | 5436 | 0.8091
Central_PV-1 | 5437 | 0.8217
Central_PV-1 | 5438 | 0.7713
Central_PV-1 | 5439 | 0.6768
Central_PV-1 | 5440 | 0.5409
Central_PV-1 | 5441 | 0.3789
Central_PV-1 | 5442 | 0.2034
Central_PV-1 | 5443 | 0.0288
Central_PV-1 | 5444 | 0
Central_PV-1 | 5445 | 0
Central_PV-1 | 5446 | 0
Central_PV-1 | 5447 | 0
Central_PV-1 | 5448 | 0
Central_PV-1 | 5449 | 0
Central_PV-1 | 5450 | 0
Central_PV-1 | 5451 | 0
Central_PV-1 | 5452 | 0
Central_PV-1 | 5453 | 0
Central_PV-1 | 5454 | 0
Central_PV-1 | 5455 | 0.1512
Central_PV-1 | 5456 | 0.27
Central_PV-1 | 5457 | 0.414
Central_PV-1 | 5458 | 0.6138
Central_PV-1 | 5459 | 0.7056
Central_PV-1 | 5460 | 0.7488
Central_PV-1 | 5461 | 0.7344
Central_PV-1 | 5462 | 0.6849
Central_PV-1 | 5463 | 0.6669
Central_PV-1 | 5464 | 0.5409
Central_PV-1 | 5465 | 0.378
Central_PV-1 | 5466 | 0.2016
Central_PV-1 | 5467 | 0.027
Central_PV-1 | 5468 | 0
Central_PV-1 | 5469 | 0
Central_PV-1 | 5470 | 0
Central_PV-1 | 5471 | 0
Central_PV-1 | 5472 | 0
Central_PV-1 | 5473 | 0
Central_PV-1 | 5474 | 0
Central_PV-1 | 5475 | 0
Central_PV-1 | 5476 | 0
Central_PV-1 | 5477 | 0
Central_PV-1 | 5478 | 0
Central_PV-1 | 5479 | 0.1017
Central_PV-1 | 5480 | 0.2277
Central_PV-1 | 5481 | 0.4905
Central_PV-1 | 5482 | 0.3708
Central_PV-1 | 5483 | 0.6579
Central_PV-1 | 5484 | 0.7515
Central_PV-1 | 5485 | 0.7092
Central_PV-1 | 5486 | 0.7245
Central_PV-1 | 5487 | 0.6561
Central_PV-1 | 5488 | 0.5112
Central_PV-1 | 5489 | 0.3276
Central_PV-1 | 5490 | 0.1836
Central_PV-1 | 5491 | 0.0252
Central_PV-1 | 5492 | 0
Central_PV-1 | 5493 | 0
Central_PV-1 | 5494 | 0
Central_PV-1 | 5495 | 0
Central_PV-1 | 5496 | 0
Central_PV-1 | 5497 | 0
Central_PV-1 | 5498 | 0
Central_PV-1 | 5499 | 0
Central_PV-1 | 5500 | 0
Central_PV-1 | 5501 | 0
Central_PV-1 | 5502 | 0
Central_PV-1 | 5503 | 0.1413
Central_PV-1 | 5504 | 0.315
Central_PV-1 | 5505 | 0.4397
Central_PV-1 | 5506 | 0.56741
Central_PV-1 | 5507 | 0.66857
Central_PV-1 | 5508 | 0.73832
Central_PV-1 | 5509 | 0.7965
Central_PV-1 | 5510 | 0.747
Central_PV-1 | 5511 | 0.657
Central_PV-1 | 5512 | 0.5283
Central_PV-1 | 5513 | 0.3609
Central_PV-1 | 5514 | 0.1917
Central_PV-1 | 5515 | 0.0234
Central_PV-1 | 5516 | 0
Central_PV-1 | 5517 | 0
Central_PV-1 | 5518 | 0
Central_PV-1 | 5519 | 0
Central_PV-1 | 5520 | 0
Central_PV-1 | 5521 | 0
Central_PV-1 | 5522 | 0
Central_PV-1 | 5523 | 0
Central_PV-1 | 5524 | 0
Central_PV-1 | 5525 | 0
Central_PV-1 | 5526 | 0
Central_PV-1 | 5527 | 0.1449
Central_PV-1 | 5528 | 0.3204
Central_PV-1 | 5529 | 0.4887
Central_PV-1 | 5530 | 0.6282
Central_PV-1 | 5531 | 0.6912
Central_PV-1 | 5532 | 0.8217
Central_PV-1 | 5533 | 0.8163
Central_PV-1 | 5534 | 0.765
Central_PV-1 | 5535 | 0.6903
Central_PV-1 | 5536 | 0.5193
Central_PV-1 | 5537 | 0.3591
Central_PV-1 | 5538 | 0.1845
Central_PV-1 | 5539 | 0.0171
Central_PV-1 | 5540 | 0
Central_PV-1 | 5541 | 0
Central_PV-1 | 5542 | 0
Central_PV-1 | 5543 | 0
Central_PV-1 | 5544 | 0
Central_PV-1 | 5545 | 0
Central_PV-1 | 5546 | 0
Central_PV-1 | 5547 | 0
Central_PV-1 | 5548 | 0
Central_PV-1 | 5549 | 0
Central_PV-1 | 5550 | 0
Central_PV-1 | 5551 | 0.1404
Central_PV-1 | 5552 | 0.3123
Central_PV-1 | 5553 | 0.4707
Central_PV-1 | 5554 | 0.6093
Central_PV-1 | 5555 | 0.4059
Central_PV-1 | 5556 | 0.7848
Central_PV-1 | 5557 | 0.7695
Central_PV-1 | 5558 | 0.7083
Central_PV-1 | 5559 | 0.6552
Central_PV-1 | 5560 | 0.522
Central_PV-1 | 5561 | 0.3618
Central_PV-1 | 5562 | 0.1872
Central_PV-1 | 5563 | 0.0207
Central_PV-1 | 5564 | 0
Central_PV-1 | 5565 | 0
Central_PV-1 | 5566 | 0
Central_PV-1 | 5567 | 0
Central_PV-1 | 5568 | 0
Central_PV-1 | 5569 | 0
Central_PV-1 | 5570 | 0
Central_PV-1 | 5571 | 0
Central_PV-1 | 5572 | 0
Central_PV-1 | 5573 | 0
Central_PV-1 | 5574 | 0
Central_PV-1 | 5575 | 0.1404
Central_PV-1 | 5576 | 0.3159
Central_PV-1 | 5577 | 0.4815
Central_PV-1 | 5578 | 0.6273
Central_PV-1 | 5579 | 0.7272
Central_PV-1 | 5580 | 0.7866
Central_PV-1 | 5581 | 0.7893
Central_PV-1 | 5582 | 0.747
Central_PV-1 | 5583 | 0.6552
Central_PV-1 | 5584 | 0.5184
Central_PV-1 | 5585 | 0.3564
Central_PV-1 | 5586 | 0.1809
Central_PV-1 | 5587 | 0.018
Central_PV-1 | 5588 | 0
Central_PV-1 | 5589 | 0
Central_PV-1 | 5590 | 0
Central_PV-1 | 5591 | 0
Central_PV-1 | 5592 | 0
Central_PV-1 | 5593 | 0
Central_PV-1 | 5594 | 0
Central_PV-1 | 5595 | 0
Central_PV-1 | 5596 | 0
Central_PV-1 | 5597 | 0
Central_PV-1 | 5598 | 0
Central_PV-1 | 5599 | 0.1395
Central_PV-1 | 5600 | 0.315
Central_PV-1 | 5601 | 0.4878
Central_PV-1 | 5602 | 0.6354
Central_PV-1 | 5603 | 0.7371
Central_PV-1 | 5604 | 0.7884
Central_PV-1 | 5605 | 0.8001
Central_PV-1 | 5606 | 0.7488
Central_PV-1 | 5607 | 0.6669
Central_PV-1 | 5608 | 0.5238
Central_PV-1 | 5609 | 0.3564
Central_PV-1 | 5610 | 0.1782
Central_PV-1 | 5611 | 0.0171
Central_PV-1 | 5612 | 0
Central_PV-1 | 5613 | 0
Central_PV-1 | 5614 | 0
Central_PV-1 | 5615 | 0
Central_PV-1 | 5616 | 0
Central_PV-1 | 5617 | 0
Central_PV-1 | 5618 | 0
Central_PV-1 | 5619 | 0
Central_PV-1 | 5620 | 0
Central_PV-1 | 5621 | 0
Central_PV-1 | 5622 | 0
Central_PV-1 | 5623 | 0.1305
Central_PV-1 | 5624 | 0.3024
Central_PV-1 | 5625 | 0.4725
Central_PV-1 | 5626 | 0.6201
Central_PV-1 | 5627 | 0.7227
Central_PV-1 | 5628 | 0.765
Central_PV-1 | 5629 | 0.7137
Central_PV-1 | 5630 | 0.7128
Central_PV-1 | 5631 | 0.6525
Central_PV-1 | 5632 | 0.5112
Central_PV-1 | 5633 | 0.3465
Central_PV-1 | 5634 | 0.1692
Central_PV-1 | 5635 | 0.0144
Central_PV-1 | 5636 | 0
Central_PV-1 | 5637 | 0
Central_PV-1 | 5638 | 0
Central_PV-1 | 5639 | 0
Central_PV-1 | 5640 | 0
Central_PV-1 | 5641 | 0
Central_PV-1 | 5642 | 0
Central_PV-1 | 5643 | 0
Central_PV-1 | 5644 | 0
Central_PV-1 | 5645 | 0
Central_PV-1 | 5646 | 0
Central_PV-1 | 5647 | 0.126
Central_PV-1 | 5648 | 0.2988
Central_PV-1 | 5649 | 0.4698
Central_PV-1 | 5650 | 0.6174
Central_PV-1 | 5651 | 0.6201
Central_PV-1 | 5652 | 0.7488
Central_PV-1 | 5653 | 0.6633
Central_PV-1 | 5654 | 0.5868
Central_PV-1 | 5655 | 0.4959
Central_PV-1 | 5656 | 0.3231
Central_PV-1 | 5657 | 0.2556
Central_PV-1 | 5658 | 0.1296
Central_PV-1 | 5659 | 0.0126
Central_PV-1 | 5660 | 0
Central_PV-1 | 5661 | 0
Central_PV-1 | 5662 | 0
Central_PV-1 | 5663 | 0
Central_PV-1 | 5664 | 0
Central_PV-1 | 5665 | 0
Central_PV-1 | 5666 | 0
Central_PV-1 | 5667 | 0
Central_PV-1 | 5668 | 0
Central_PV-1 | 5669 | 0
Central_PV-1 | 5670 | 0
Central_PV-1 | 5671 | 0.1269
Central_PV-1 | 5672 | 0.2412
Central_PV-1 | 5673 | 0.2655
Central_PV-1 | 5674 | 0.2187
Central_PV-1 | 5675 | 0.4347
Central_PV-1 | 5676 | 0.3762
Central_PV-1 | 5677 | 0.2322
Central_PV-1 | 5678 | 0.234
Central_PV-1 | 5679 | 0.2313
Central_PV-1 | 5680 | 0.2259
Central_PV-1 | 5681 | 0.1728
Central_PV-1 | 5682 | 0.0693
Central_PV-1 | 5683 | 0.0099
Central_PV-1 | 5684 | 0
Central_PV-1 | 5685 | 0
Central_PV-1 | 5686 | 0
Central_PV-1 | 5687 | 0
Central_PV-1 | 5688 | 0
Central_PV-1 | 5689 | 0
Central_PV-1 | 5690 | 0
Central_PV-1 | 5691 | 0
Central_PV-1 | 5692 | 0
Central_PV-1 | 5693 | 0
Central_PV-1 | 5694 | 0
Central_PV-1 | 5695 | 0.0162
Central_PV-1 | 5696 | 0.036
Central_PV-1 | 5697 | 0.0468
Central_PV-1 | 5698 | 0.0558
Central_PV-1 | 5699 | 0.0711
Central_PV-1 | 5700 | 0.0819
Central_PV-1 | 5701 | 0.1602
Central_PV-1 | 5702 | 0.2376
Central_PV-1 | 5703 | 0.0891
Central_PV-1 | 5704 | 0.0846
Central_PV-1 | 5705 | 0.3132
Central_PV-1 | 5706 | 0.162
Central_PV-1 | 5707 | 0.0108
Central_PV-1 | 5708 | 0
Central_PV-1 | 5709 | 0
Central_PV-1 | 5710 | 0
Central_PV-1 | 5711 | 0
Central_PV-1 | 5712 | 0
Central_PV-1 | 5713 | 0
Central_PV-1 | 5714 | 0
Central_PV-1 | 5715 | 0
Central_PV-1 | 5716 | 0
Central_PV-1 | 5717 | 0
Central_PV-1 | 5718 | 0
Central_PV-1 | 5719 | 0.0252
Central_PV-1 | 5720 | 0.1116
Central_PV-1 | 5721 | 0.4374
Central_PV-1 | 5722 | 0.5292
Central_PV-1 | 5723 | 0.6939
Central_PV-1 | 5724 | 0.5616
Central_PV-1 | 5725 | 0.6948
Central_PV-1 | 5726 | 0.6561
Central_PV-1 | 5727 | 0.5895
Central_PV-1 | 5728 | 0.3843
Central_PV-1 | 5729 | 0.3168
Central_PV-1 | 5730 | 0.1557
Central_PV-1 | 5731 | 0
Central_PV-1 | 5732 | 0
Central_PV-1 | 5733 | 0
Central_PV-1 | 5734 | 0
Central_PV-1 | 5735 | 0
Central_PV-1 | 5736 | 0
Central_PV-1 | 5737 | 0
Central_PV-1 | 5738 | 0
Central_PV-1 | 5739 | 0
Central_PV-1 | 5740 | 0
Central_PV-1 | 5741 | 0
Central_PV-1 | 5742 | 0
Central_PV-1 | 5743 | 0.108
Central_PV-1 | 5744 | 0.2196
Central_PV-1 | 5745 | 0.2385
Central_PV-1 | 5746 | 0.1332
Central_PV-1 | 5747 | 0.5805
Central_PV-1 | 5748 | 0.7776
Central_PV-1 | 5749 | 0.6066
Central_PV-1 | 5750 | 0.7299
Central_PV-1 | 5751 | 0.6417
Central_PV-1 | 5752 | 0.5013
Central_PV-1 | 5753 | 0.3321
Central_PV-1 | 5754 | 0.1539
Central_PV-1 | 5755 | 0
Central_PV-1 | 5756 | 0
Central_PV-1 | 5757 | 0
Central_PV-1 | 5758 | 0
Central_PV-1 | 5759 | 0
Central_PV-1 | 5760 | 0
Central_PV-1 | 5761 | 0
Central_PV-1 | 5762 | 0
Central_PV-1 | 5763 | 0
Central_PV-1 | 5764 | 0
Central_PV-1 | 5765 | 0
Central_PV-1 | 5766 | 0
Central_PV-1 | 5767 | 0.081
Central_PV-1 | 5768 | 0.1674
Central_PV-1 | 5769 | 0.0936
Central_PV-1 | 5770 | 0.5049
Central_PV-1 | 5771 | 0.7128
Central_PV-1 | 5772 | 0.7704
Central_PV-1 | 5773 | 0.7758
Central_PV-1 | 5774 | 0.7344
Central_PV-1 | 5775 | 0.6381
Central_PV-1 | 5776 | 0.4914
Central_PV-1 | 5777 | 0.3267
Central_PV-1 | 5778 | 0.1467
Central_PV-1 | 5779 | 0
Central_PV-1 | 5780 | 0
Central_PV-1 | 5781 | 0
Central_PV-1 | 5782 | 0
Central_PV-1 | 5783 | 0
Central_PV-1 | 5784 | 0
Central_PV-1 | 5785 | 0
Central_PV-1 | 5786 | 0
Central_PV-1 | 5787 | 0
Central_PV-1 | 5788 | 0
Central_PV-1 | 5789 | 0
Central_PV-1 | 5790 | 0
Central_PV-1 | 5791 | 0.1152
Central_PV-1 | 5792 | 0.1917
Central_PV-1 | 5793 | 0.3321
Central_PV-1 | 5794 | 0.4563
Central_PV-1 | 5795 | 0.2601
Central_PV-1 | 5796 | 0.2898
Central_PV-1 | 5797 | 0.5805
Central_PV-1 | 5798 | 0.5994
Central_PV-1 | 5799 | 0.3348
Central_PV-1 | 5800 | 0.3645
Central_PV-1 | 5801 | 0.234
Central_PV-1 | 5802 | 0.1215
Central_PV-1 | 5803 | 0
Central_PV-1 | 5804 | 0
Central_PV-1 | 5805 | 0
Central_PV-1 | 5806 | 0
Central_PV-1 | 5807 | 0
Central_PV-1 | 5808 | 0
Central_PV-1 | 5809 | 0
Central_PV-1 | 5810 | 0
Central_PV-1 | 5811 | 0
Central_PV-1 | 5812 | 0
Central_PV-1 | 5813 | 0
Central_PV-1 | 5814 | 0
Central_PV-1 | 5815 | 0.1143
Central_PV-1 | 5816 | 0.2889
Central_PV-1 | 5817 | 0.4581
Central_PV-1 | 5818 | 0.6075
Central_PV-1 | 5819 | 0.711
Central_PV-1 | 5820 | 0.7605
Central_PV-1 | 5821 | 0.7605
Central_PV-1 | 5822 | 0.6363
Central_PV-1 | 5823 | 0.6273
Central_PV-1 | 5824 | 0.4833
Central_PV-1 | 5825 | 0.3159
Central_PV-1 | 5826 | 0.1377
Central_PV-1 | 5827 | 0
Central_PV-1 | 5828 | 0
Central_PV-1 | 5829 | 0
Central_PV-1 | 5830 | 0
Central_PV-1 | 5831 | 0
Central_PV-1 | 5832 | 0
Central_PV-1 | 5833 | 0
Central_PV-1 | 5834 | 0
Central_PV-1 | 5835 | 0
Central_PV-1 | 5836 | 0
Central_PV-1 | 5837 | 0
Central_PV-1 | 5838 | 0
Central_PV-1 | 5839 | 0.1107
Central_PV-1 | 5840 | 0.288
Central_PV-1 | 5841 | 0.36
Central_PV-1 | 5842 | 0.3024
Central_PV-1 | 5843 | 0.2646
Central_PV-1 | 5844 | 0.2907
Central_PV-1 | 5845 | 0.2619
Central_PV-1 | 5846 | 0.6399
Central_PV-1 | 5847 | 0.2547
Central_PV-1 | 5848 | 0.4068
Central_PV-1 | 5849 | 0.2871
Central_PV-1 | 5850 | 0.063
Central_PV-1 | 5851 | 0
Central_PV-1 | 5852 | 0
Central_PV-1 | 5853 | 0
Central_PV-1 | 5854 | 0
Central_PV-1 | 5855 | 0
Central_PV-1 | 5856 | 0
Central_PV-1 | 5857 | 0
Central_PV-1 | 5858 | 0
Central_PV-1 | 5859 | 0
Central_PV-1 | 5860 | 0
Central_PV-1 | 5861 | 0
Central_PV-1 | 5862 | 0
Central_PV-1 | 5863 | 0.0666
Central_PV-1 | 5864 | 0.2205
Central_PV-1 | 5865 | 0.2493
Central_PV-1 | 5866 | 0.0918
Central_PV-1 | 5867 | 0.0729
Central_PV-1 | 5868 | 0.0756
Central_PV-1 | 5869 | 0.0693
Central_PV-1 | 5870 | 0.4131
Central_PV-1 | 5871 | 0.0945
Central_PV-1 | 5872 | 0.3816
Central_PV-1 | 5873 | 0.1845
Central_PV-1 | 5874 | 0.072
Central_PV-1 | 5875 | 0
Central_PV-1 | 5876 | 0
Central_PV-1 | 5877 | 0
Central_PV-1 | 5878 | 0
Central_PV-1 | 5879 | 0
Central_PV-1 | 5880 | 0
Central_PV-1 | 5881 | 0
Central_PV-1 | 5882 | 0
Central_PV-1 | 5883 | 0
Central_PV-1 | 5884 | 0
Central_PV-1 | 5885 | 0
Central_PV-1 | 5886 | 0
Central_PV-1 | 5887 | 0.1026
Central_PV-1 | 5888 | 0.2619
Central_PV-1 | 5889 | 0.108
Central_PV-1 | 5890 | 0.054
Central_PV-1 | 5891 | 0.1143
Central_PV-1 | 5892 | 0.5265
Central_PV-1 | 5893 | 0.2853
Central_PV-1 | 5894 | 0.6084
Central_PV-1 | 5895 | 0.4419
Central_PV-1 | 5896 | 0.4068
Central_PV-1 | 5897 | 0.0801
Central_PV-1 | 5898 | 0.0657
Central_PV-1 | 5899 | 0
Central_PV-1 | 5900 | 0
Central_PV-1 | 5901 | 0
Central_PV-1 | 5902 | 0
Central_PV-1 | 5903 | 0
Central_PV-1 | 5904 | 0
Central_PV-1 | 5905 | 0
Central_PV-1 | 5906 | 0
Central_PV-1 | 5907 | 0
Central_PV-1 | 5908 | 0
Central_PV-1 | 5909 | 0
Central_PV-1 | 5910 | 0
Central_PV-1 | 5911 | 0.0963
Central_PV-1 | 5912 | 0.2835
Central_PV-1 | 5913 | 0.4554
Central_PV-1 | 5914 | 0.6066
Central_PV-1 | 5915 | 0.6876
Central_PV-1 | 5916 | 0.7749
Central_PV-1 | 5917 | 0.7947
Central_PV-1 | 5918 | 0.7245
Central_PV-1 | 5919 | 0.4833
Central_PV-1 | 5920 | 0.2349
Central_PV-1 | 5921 | 0.1035
Central_PV-1 | 5922 | 0.0639
Central_PV-1 | 5923 | 0
Central_PV-1 | 5924 | 0
Central_PV-1 | 5925 | 0
Central_PV-1 | 5926 | 0
Central_PV-1 | 5927 | 0
Central_PV-1 | 5928 | 0
Central_PV-1 | 5929 | 0
Central_PV-1 | 5930 | 0
Central_PV-1 | 5931 | 0
Central_PV-1 | 5932 | 0
Central_PV-1 | 5933 | 0
Central_PV-1 | 5934 | 0
Central_PV-1 | 5935 | 0.0774
Central_PV-1 | 5936 | 0.1899
Central_PV-1 | 5937 | 0.3591
Central_PV-1 | 5938 | 0.4311
Central_PV-1 | 5939 | 0.6021
Central_PV-1 | 5940 | 0.6867
Central_PV-1 | 5941 | 0.3393
Central_PV-1 | 5942 | 0.2358
Central_PV-1 | 5943 | 0.0846
Central_PV-1 | 5944 | 0.3231
Central_PV-1 | 5945 | 0.2907
Central_PV-1 | 5946 | 0.0522
Central_PV-1 | 5947 | 0
Central_PV-1 | 5948 | 0
Central_PV-1 | 5949 | 0
Central_PV-1 | 5950 | 0
Central_PV-1 | 5951 | 0
Central_PV-1 | 5952 | 0
Central_PV-1 | 5953 | 0
Central_PV-1 | 5954 | 0
Central_PV-1 | 5955 | 0
Central_PV-1 | 5956 | 0
Central_PV-1 | 5957 | 0
Central_PV-1 | 5958 | 0
Central_PV-1 | 5959 | 0.1008
Central_PV-1 | 5960 | 0.2772
Central_PV-1 | 5961 | 0.4455
Central_PV-1 | 5962 | 0.5742
Central_PV-1 | 5963 | 0.5823
Central_PV-1 | 5964 | 0.6453
Central_PV-1 | 5965 | 0.6777
Central_PV-1 | 5966 | 0.6984
Central_PV-1 | 5967 | 0.5931
Central_PV-1 | 5968 | 0.4554
Central_PV-1 | 5969 | 0.2862
Central_PV-1 | 5970 | 0.0594
Central_PV-1 | 5971 | 0
Central_PV-1 | 5972 | 0
Central_PV-1 | 5973 | 0
Central_PV-1 | 5974 | 0
Central_PV-1 | 5975 | 0
Central_PV-1 | 5976 | 0
Central_PV-1 | 5977 | 0
Central_PV-1 | 5978 | 0
Central_PV-1 | 5979 | 0
Central_PV-1 | 5980 | 0
Central_PV-1 | 5981 | 0
Central_PV-1 | 5982 | 0
Central_PV-1 | 5983 | 0.099
Central_PV-1 | 5984 | 0.2772
Central_PV-1 | 5985 | 0.432
Central_PV-1 | 5986 | 0.5661
Central_PV-1 | 5987 | 0.6255
Central_PV-1 | 5988 | 0.6228
Central_PV-1 | 5989 | 0.6516
Central_PV-1 | 5990 | 0.6381
Central_PV-1 | 5991 | 0.4878
Central_PV-1 | 5992 | 0.4491
Central_PV-1 | 5993 | 0.1872
Central_PV-1 | 5994 | 0.054
Central_PV-1 | 5995 | 0
Central_PV-1 | 5996 | 0
Central_PV-1 | 5997 | 0
Central_PV-1 | 5998 | 0
Central_PV-1 | 5999 | 0
Central_PV-1 | 6000 | 0
Central_PV-1 | 6001 | 0
Central_PV-1 | 6002 | 0
Central_PV-1 | 6003 | 0
Central_PV-1 | 6004 | 0
Central_PV-1 | 6005 | 0
Central_PV-1 | 6006 | 0
Central_PV-1 | 6007 | 0.099
Central_PV-1 | 6008 | 0.2727
Central_PV-1 | 6009 | 0.4383
Central_PV-1 | 6010 | 0.5958
Central_PV-1 | 6011 | 0.7038
Central_PV-1 | 6012 | 0.7776
Central_PV-1 | 6013 | 0.7794
Central_PV-1 | 6014 | 0.7155
Central_PV-1 | 6015 | 0.5931
Central_PV-1 | 6016 | 0.4509
Central_PV-1 | 6017 | 0.2781
Central_PV-1 | 6018 | 0.0513
Central_PV-1 | 6019 | 0
Central_PV-1 | 6020 | 0
Central_PV-1 | 6021 | 0
Central_PV-1 | 6022 | 0
Central_PV-1 | 6023 | 0
Central_PV-1 | 6024 | 0
Central_PV-1 | 6025 | 0
Central_PV-1 | 6026 | 0
Central_PV-1 | 6027 | 0
Central_PV-1 | 6028 | 0
Central_PV-1 | 6029 | 0
Central_PV-1 | 6030 | 0
Central_PV-1 | 6031 | 0.0612
Central_PV-1 | 6032 | 0.1746
Central_PV-1 | 6033 | 0.4068
Central_PV-1 | 6034 | 0.4914
Central_PV-1 | 6035 | 0.4779
Central_PV-1 | 6036 | 0.4707
Central_PV-1 | 6037 | 0.2934
Central_PV-1 | 6038 | 0.1215
Central_PV-1 | 6039 | 0.0522
Central_PV-1 | 6040 | 0.0801
Central_PV-1 | 6041 | 0.1251
Central_PV-1 | 6042 | 0.0576
Central_PV-1 | 6043 | 0
Central_PV-1 | 6044 | 0
Central_PV-1 | 6045 | 0
Central_PV-1 | 6046 | 0
Central_PV-1 | 6047 | 0
Central_PV-1 | 6048 | 0
Central_PV-1 | 6049 | 0
Central_PV-1 | 6050 | 0
Central_PV-1 | 6051 | 0
Central_PV-1 | 6052 | 0
Central_PV-1 | 6053 | 0
Central_PV-1 | 6054 | 0
Central_PV-1 | 6055 | 0.0567
Central_PV-1 | 6056 | 0.1692
Central_PV-1 | 6057 | 0.2943
Central_PV-1 | 6058 | 0.4383
Central_PV-1 | 6059 | 0.3861
Central_PV-1 | 6060 | 0.4761
Central_PV-1 | 6061 | 0.5427
Central_PV-1 | 6062 | 0.7002
Central_PV-1 | 6063 | 0.5787
Central_PV-1 | 6064 | 0.4392
Central_PV-1 | 6065 | 0.2664
Central_PV-1 | 6066 | 0.045
Central_PV-1 | 6067 | 0
Central_PV-1 | 6068 | 0
Central_PV-1 | 6069 | 0
Central_PV-1 | 6070 | 0
Central_PV-1 | 6071 | 0
Central_PV-1 | 6072 | 0
Central_PV-1 | 6073 | 0
Central_PV-1 | 6074 | 0
Central_PV-1 | 6075 | 0
Central_PV-1 | 6076 | 0
Central_PV-1 | 6077 | 0
Central_PV-1 | 6078 | 0
Central_PV-1 | 6079 | 0.0306
Central_PV-1 | 6080 | 0.2358
Central_PV-1 | 6081 | 0.4257
Central_PV-1 | 6082 | 0.5805
Central_PV-1 | 6083 | 0.6183
Central_PV-1 | 6084 | 0.3996
Central_PV-1 | 6085 | 0.6723
Central_PV-1 | 6086 | 0.63
Central_PV-1 | 6087 | 0.2925
Central_PV-1 | 6088 | 0.3834
Central_PV-1 | 6089 | 0.2007
Central_PV-1 | 6090 | 0.0531
Central_PV-1 | 6091 | 0
Central_PV-1 | 6092 | 0
Central_PV-1 | 6093 | 0
Central_PV-1 | 6094 | 0
Central_PV-1 | 6095 | 0
Central_PV-1 | 6096 | 0
Central_PV-1 | 6097 | 0
Central_PV-1 | 6098 | 0
Central_PV-1 | 6099 | 0
Central_PV-1 | 6100 | 0
Central_PV-1 | 6101 | 0
Central_PV-1 | 6102 | 0
Central_PV-1 | 6103 | 0.0801
Central_PV-1 | 6104 | 0.2493
Central_PV-1 | 6105 | 0.3726
Central_PV-1 | 6106 | 0.5688
Central_PV-1 | 6107 | 0.6705
Central_PV-1 | 6108 | 0.7137
Central_PV-1 | 6109 | 0.7362
Central_PV-1 | 6110 | 0.5562
Central_PV-1 | 6111 | 0.5634
Central_PV-1 | 6112 | 0.3906
Central_PV-1 | 6113 | 0.2286
Central_PV-1 | 6114 | 0.0099
Central_PV-1 | 6115 | 0
Central_PV-1 | 6116 | 0
Central_PV-1 | 6117 | 0
Central_PV-1 | 6118 | 0
Central_PV-1 | 6119 | 0
Central_PV-1 | 6120 | 0
Central_PV-1 | 6121 | 0
Central_PV-1 | 6122 | 0
Central_PV-1 | 6123 | 0
Central_PV-1 | 6124 | 0
Central_PV-1 | 6125 | 0
Central_PV-1 | 6126 | 0
Central_PV-1 | 6127 | 0.0684
Central_PV-1 | 6128 | 0.1692
Central_PV-1 | 6129 | 0.4086
Central_PV-1 | 6130 | 0.5688
Central_PV-1 | 6131 | 0.6804
Central_PV-1 | 6132 | 0.7326
Central_PV-1 | 6133 | 0.7065
Central_PV-1 | 6134 | 0.5976
Central_PV-1 | 6135 | 0.5679
Central_PV-1 | 6136 | 0.4185
Central_PV-1 | 6137 | 0.2421
Central_PV-1 | 6138 | 0.0477
Central_PV-1 | 6139 | 0
Central_PV-1 | 6140 | 0
Central_PV-1 | 6141 | 0
Central_PV-1 | 6142 | 0
Central_PV-1 | 6143 | 0
Central_PV-1 | 6144 | 0
Central_PV-1 | 6145 | 0
Central_PV-1 | 6146 | 0
Central_PV-1 | 6147 | 0
Central_PV-1 | 6148 | 0
Central_PV-1 | 6149 | 0
Central_PV-1 | 6150 | 0
Central_PV-1 | 6151 | 0.081
Central_PV-1 | 6152 | 0.2502
Central_PV-1 | 6153 | 0.4041
Central_PV-1 | 6154 | 0.4761
Central_PV-1 | 6155 | 0.4734
Central_PV-1 | 6156 | 0.6588
Central_PV-1 | 6157 | 0.4437
Central_PV-1 | 6158 | 0.648
Central_PV-1 | 6159 | 0.5139
Central_PV-1 | 6160 | 0.4284
Central_PV-1 | 6161 | 0.2061
Central_PV-1 | 6162 | 0.0423
Central_PV-1 | 6163 | 0
Central_PV-1 | 6164 | 0
Central_PV-1 | 6165 | 0
Central_PV-1 | 6166 | 0
Central_PV-1 | 6167 | 0
Central_PV-1 | 6168 | 0
Central_PV-1 | 6169 | 0
Central_PV-1 | 6170 | 0
Central_PV-1 | 6171 | 0
Central_PV-1 | 6172 | 0
Central_PV-1 | 6173 | 0
Central_PV-1 | 6174 | 0
Central_PV-1 | 6175 | 0.0576
Central_PV-1 | 6176 | 0.2277
Central_PV-1 | 6177 | 0.2646
Central_PV-1 | 6178 | 0.441
Central_PV-1 | 6179 | 0.5409
Central_PV-1 | 6180 | 0.5283
Central_PV-1 | 6181 | 0.684
Central_PV-1 | 6182 | 0.6408
Central_PV-1 | 6183 | 0.5211
Central_PV-1 | 6184 | 0.396
Central_PV-1 | 6185 | 0.2196
Central_PV-1 | 6186 | 0.0423
Central_PV-1 | 6187 | 0
Central_PV-1 | 6188 | 0
Central_PV-1 | 6189 | 0
Central_PV-1 | 6190 | 0
Central_PV-1 | 6191 | 0
Central_PV-1 | 6192 | 0
Central_PV-1 | 6193 | 0
Central_PV-1 | 6194 | 0
Central_PV-1 | 6195 | 0
Central_PV-1 | 6196 | 0
Central_PV-1 | 6197 | 0
Central_PV-1 | 6198 | 0
Central_PV-1 | 6199 | 0.0657
Central_PV-1 | 6200 | 0.2403
Central_PV-1 | 6201 | 0.4149
Central_PV-1 | 6202 | 0.5598
Central_PV-1 | 6203 | 0.5517
Central_PV-1 | 6204 | 0.6516
Central_PV-1 | 6205 | 0.6687
Central_PV-1 | 6206 | 0.5859
Central_PV-1 | 6207 | 0.5256
Central_PV-1 | 6208 | 0.4059
Central_PV-1 | 6209 | 0.234
Central_PV-1 | 6210 | 0.0405
Central_PV-1 | 6211 | 0
Central_PV-1 | 6212 | 0
Central_PV-1 | 6213 | 0
Central_PV-1 | 6214 | 0
Central_PV-1 | 6215 | 0
Central_PV-1 | 6216 | 0
Central_PV-1 | 6217 | 0
Central_PV-1 | 6218 | 0
Central_PV-1 | 6219 | 0
Central_PV-1 | 6220 | 0
Central_PV-1 | 6221 | 0
Central_PV-1 | 6222 | 0
Central_PV-1 | 6223 | 0.0729
Central_PV-1 | 6224 | 0.2412
Central_PV-1 | 6225 | 0.3654
Central_PV-1 | 6226 | 0.5283
Central_PV-1 | 6227 | 0.603
Central_PV-1 | 6228 | 0.6444
Central_PV-1 | 6229 | 0.7011
Central_PV-1 | 6230 | 0.6219
Central_PV-1 | 6231 | 0.5571
Central_PV-1 | 6232 | 0.3411
Central_PV-1 | 6233 | 0.2178
Central_PV-1 | 6234 | 0.036
Central_PV-1 | 6235 | 0
Central_PV-1 | 6236 | 0
Central_PV-1 | 6237 | 0
Central_PV-1 | 6238 | 0
Central_PV-1 | 6239 | 0
Central_PV-1 | 6240 | 0
Central_PV-1 | 6241 | 0
Central_PV-1 | 6242 | 0
Central_PV-1 | 6243 | 0
Central_PV-1 | 6244 | 0
Central_PV-1 | 6245 | 0
Central_PV-1 | 6246 | 0
Central_PV-1 | 6247 | 0.0234
Central_PV-1 | 6248 | 0.0414
Central_PV-1 | 6249 | 0.4266
Central_PV-1 | 6250 | 0.4995
Central_PV-1 | 6251 | 0.576
Central_PV-1 | 6252 | 0.6813
Central_PV-1 | 6253 | 0.675
Central_PV-1 | 6254 | 0.6408
Central_PV-1 | 6255 | 0.5301
Central_PV-1 | 6256 | 0.396
Central_PV-1 | 6257 | 0.2358
Central_PV-1 | 6258 | 0.0315
Central_PV-1 | 6259 | 0
Central_PV-1 | 6260 | 0
Central_PV-1 | 6261 | 0
Central_PV-1 | 6262 | 0
Central_PV-1 | 6263 | 0
Central_PV-1 | 6264 | 0
Central_PV-1 | 6265 | 0
Central_PV-1 | 6266 | 0
Central_PV-1 | 6267 | 0
Central_PV-1 | 6268 | 0
Central_PV-1 | 6269 | 0
Central_PV-1 | 6270 | 0
Central_PV-1 | 6271 | 0.0441
Central_PV-1 | 6272 | 0.2259
Central_PV-1 | 6273 | 0.2952
Central_PV-1 | 6274 | 0.3915
Central_PV-1 | 6275 | 0.4617
Central_PV-1 | 6276 | 0.6408
Central_PV-1 | 6277 | 0.5814
Central_PV-1 | 6278 | 0.5535
Central_PV-1 | 6279 | 0.4977
Central_PV-1 | 6280 | 0.3843
Central_PV-1 | 6281 | 0.2196
Central_PV-1 | 6282 | 0.0351
Central_PV-1 | 6283 | 0
Central_PV-1 | 6284 | 0
Central_PV-1 | 6285 | 0
Central_PV-1 | 6286 | 0
Central_PV-1 | 6287 | 0
Central_PV-1 | 6288 | 0
Central_PV-1 | 6289 | 0
Central_PV-1 | 6290 | 0
Central_PV-1 | 6291 | 0
Central_PV-1 | 6292 | 0
Central_PV-1 | 6293 | 0
Central_PV-1 | 6294 | 0
Central_PV-1 | 6295 | 0.0648
Central_PV-1 | 6296 | 0.225
Central_PV-1 | 6297 | 0.3681
Central_PV-1 | 6298 | 0.5355
Central_PV-1 | 6299 | 0.6363
Central_PV-1 | 6300 | 0.684
Central_PV-1 | 6301 | 0.6246
Central_PV-1 | 6302 | 0.5427
Central_PV-1 | 6303 | 0.4905
Central_PV-1 | 6304 | 0.3897
Central_PV-1 | 6305 | 0.2178
Central_PV-1 | 6306 | 0.0333
Central_PV-1 | 6307 | 0
Central_PV-1 | 6308 | 0
Central_PV-1 | 6309 | 0
Central_PV-1 | 6310 | 0
Central_PV-1 | 6311 | 0
Central_PV-1 | 6312 | 0
Central_PV-1 | 6313 | 0
Central_PV-1 | 6314 | 0
Central_PV-1 | 6315 | 0
Central_PV-1 | 6316 | 0
Central_PV-1 | 6317 | 0
Central_PV-1 | 6318 | 0
Central_PV-1 | 6319 | 0.0621
Central_PV-1 | 6320 | 0.234
Central_PV-1 | 6321 | 0.3996
Central_PV-1 | 6322 | 0.5427
Central_PV-1 | 6323 | 0.6363
Central_PV-1 | 6324 | 0.684
Central_PV-1 | 6325 | 0.6417
Central_PV-1 | 6326 | 0.6138
Central_PV-1 | 6327 | 0.5238
Central_PV-1 | 6328 | 0.369
Central_PV-1 | 6329 | 0.171
Central_PV-1 | 6330 | 0.0306
Central_PV-1 | 6331 | 0
Central_PV-1 | 6332 | 0
Central_PV-1 | 6333 | 0
Central_PV-1 | 6334 | 0
Central_PV-1 | 6335 | 0
Central_PV-1 | 6336 | 0
Central_PV-1 | 6337 | 0
Central_PV-1 | 6338 | 0
Central_PV-1 | 6339 | 0
Central_PV-1 | 6340 | 0
Central_PV-1 | 6341 | 0
Central_PV-1 | 6342 | 0
Central_PV-1 | 6343 | 0.0441
Central_PV-1 | 6344 | 0.0639
Central_PV-1 | 6345 | 0.099
Central_PV-1 | 6346 | 0.0774
Central_PV-1 | 6347 | 0.2385
Central_PV-1 | 6348 | 0.081
Central_PV-1 | 6349 | 0.0711
Central_PV-1 | 6350 | 0.117
Central_PV-1 | 6351 | 0.3843
Central_PV-1 | 6352 | 0.3096
Central_PV-1 | 6353 | 0.0936
Central_PV-1 | 6354 | 0.0225
Central_PV-1 | 6355 | 0
Central_PV-1 | 6356 | 0
Central_PV-1 | 6357 | 0
Central_PV-1 | 6358 | 0
Central_PV-1 | 6359 | 0
Central_PV-1 | 6360 | 0
Central_PV-1 | 6361 | 0
Central_PV-1 | 6362 | 0
Central_PV-1 | 6363 | 0
Central_PV-1 | 6364 | 0
Central_PV-1 | 6365 | 0
Central_PV-1 | 6366 | 0
Central_PV-1 | 6367 | 0.036
Central_PV-1 | 6368 | 0.1449
Central_PV-1 | 6369 | 0.0945
Central_PV-1 | 6370 | 0.5283
Central_PV-1 | 6371 | 0.5958
Central_PV-1 | 6372 | 0.4905
Central_PV-1 | 6373 | 0.6723
Central_PV-1 | 6374 | 0.5796
Central_PV-1 | 6375 | 0.45
Central_PV-1 | 6376 | 0.3744
Central_PV-1 | 6377 | 0.1764
Central_PV-1 | 6378 | 0.0261
Central_PV-1 | 6379 | 0
Central_PV-1 | 6380 | 0
Central_PV-1 | 6381 | 0
Central_PV-1 | 6382 | 0
Central_PV-1 | 6383 | 0
Central_PV-1 | 6384 | 0
Central_PV-1 | 6385 | 0
Central_PV-1 | 6386 | 0
Central_PV-1 | 6387 | 0
Central_PV-1 | 6388 | 0
Central_PV-1 | 6389 | 0
Central_PV-1 | 6390 | 0
Central_PV-1 | 6391 | 0.0504
Central_PV-1 | 6392 | 0.2142
Central_PV-1 | 6393 | 0.2448
Central_PV-1 | 6394 | 0.2664
Central_PV-1 | 6395 | 0.3312
Central_PV-1 | 6396 | 0.495
Central_PV-1 | 6397 | 0.5625
Central_PV-1 | 6398 | 0.5652
Central_PV-1 | 6399 | 0.4275
Central_PV-1 | 6400 | 0.3726
Central_PV-1 | 6401 | 0.1827
Central_PV-1 | 6402 | 0.0198
Central_PV-1 | 6403 | 0
Central_PV-1 | 6404 | 0
Central_PV-1 | 6405 | 0
Central_PV-1 | 6406 | 0
Central_PV-1 | 6407 | 0
Central_PV-1 | 6408 | 0
Central_PV-1 | 6409 | 0
Central_PV-1 | 6410 | 0
Central_PV-1 | 6411 | 0
Central_PV-1 | 6412 | 0
Central_PV-1 | 6413 | 0
Central_PV-1 | 6414 | 0
Central_PV-1 | 6415 | 0.0549
Central_PV-1 | 6416 | 0.2169
Central_PV-1 | 6417 | 0.3834
Central_PV-1 | 6418 | 0.5319
Central_PV-1 | 6419 | 0.6237
Central_PV-1 | 6420 | 0.6741
Central_PV-1 | 6421 | 0.6732
Central_PV-1 | 6422 | 0.6147
Central_PV-1 | 6423 | 0.4545
Central_PV-1 | 6424 | 0.3528
Central_PV-1 | 6425 | 0.1881
Central_PV-1 | 6426 | 0.0225
Central_PV-1 | 6427 | 0
Central_PV-1 | 6428 | 0
Central_PV-1 | 6429 | 0
Central_PV-1 | 6430 | 0
Central_PV-1 | 6431 | 0
Central_PV-1 | 6432 | 0
Central_PV-1 | 6433 | 0
Central_PV-1 | 6434 | 0
Central_PV-1 | 6435 | 0
Central_PV-1 | 6436 | 0
Central_PV-1 | 6437 | 0
Central_PV-1 | 6438 | 0
Central_PV-1 | 6439 | 0.0333
Central_PV-1 | 6440 | 0.1143
Central_PV-1 | 6441 | 0.3402
Central_PV-1 | 6442 | 0.5094
Central_PV-1 | 6443 | 0.5913
Central_PV-1 | 6444 | 0.6327
Central_PV-1 | 6445 | 0.5625
Central_PV-1 | 6446 | 0.5724
Central_PV-1 | 6447 | 0.468
Central_PV-1 | 6448 | 0.3456
Central_PV-1 | 6449 | 0.1719
Central_PV-1 | 6450 | 0.0207
Central_PV-1 | 6451 | 0
Central_PV-1 | 6452 | 0
Central_PV-1 | 6453 | 0
Central_PV-1 | 6454 | 0
Central_PV-1 | 6455 | 0
Central_PV-1 | 6456 | 0
Central_PV-1 | 6457 | 0
Central_PV-1 | 6458 | 0
Central_PV-1 | 6459 | 0
Central_PV-1 | 6460 | 0
Central_PV-1 | 6461 | 0
Central_PV-1 | 6462 | 0
Central_PV-1 | 6463 | 0.0396
Central_PV-1 | 6464 | 0.2115
Central_PV-1 | 6465 | 0.351
Central_PV-1 | 6466 | 0.4419
Central_PV-1 | 6467 | 0.495
Central_PV-1 | 6468 | 0.5904
Central_PV-1 | 6469 | 0.6444
Central_PV-1 | 6470 | 0.5616
Central_PV-1 | 6471 | 0.2871
Central_PV-1 | 6472 | 0.3321
Central_PV-1 | 6473 | 0.1836
Central_PV-1 | 6474 | 0.0171
Central_PV-1 | 6475 | 0
Central_PV-1 | 6476 | 0
Central_PV-1 | 6477 | 0
Central_PV-1 | 6478 | 0
Central_PV-1 | 6479 | 0
Central_PV-1 | 6480 | 0
Central_PV-1 | 6481 | 0
Central_PV-1 | 6482 | 0
Central_PV-1 | 6483 | 0
Central_PV-1 | 6484 | 0
Central_PV-1 | 6485 | 0
Central_PV-1 | 6486 | 0
Central_PV-1 | 6487 | 0.0441
Central_PV-1 | 6488 | 0.2097
Central_PV-1 | 6489 | 0.369
Central_PV-1 | 6490 | 0.4707
Central_PV-1 | 6491 | 0.3627
Central_PV-1 | 6492 | 0.5868
Central_PV-1 | 6493 | 0.5616
Central_PV-1 | 6494 | 0.2727
Central_PV-1 | 6495 | 0.2628
Central_PV-1 | 6496 | 0.2196
Central_PV-1 | 6497 | 0.1188
Central_PV-1 | 6498 | 0.0162
Central_PV-1 | 6499 | 0
Central_PV-1 | 6500 | 0
Central_PV-1 | 6501 | 0
Central_PV-1 | 6502 | 0
Central_PV-1 | 6503 | 0
Central_PV-1 | 6504 | 0
Central_PV-1 | 6505 | 0
Central_PV-1 | 6506 | 0
Central_PV-1 | 6507 | 0
Central_PV-1 | 6508 | 0
Central_PV-1 | 6509 | 0
Central_PV-1 | 6510 | 0
Central_PV-1 | 6511 | 0.0108
Central_PV-1 | 6512 | 0.027
Central_PV-1 | 6513 | 0.036
Central_PV-1 | 6514 | 0.054
Central_PV-1 | 6515 | 0.2151
Central_PV-1 | 6516 | 0.0594
Central_PV-1 | 6517 | 0.333
Central_PV-1 | 6518 | 0.5247
Central_PV-1 | 6519 | 0.3627
Central_PV-1 | 6520 | 0.099
Central_PV-1 | 6521 | 0.0828
Central_PV-1 | 6522 | 0.0108
Central_PV-1 | 6523 | 0
Central_PV-1 | 6524 | 0
Central_PV-1 | 6525 | 0
Central_PV-1 | 6526 | 0
Central_PV-1 | 6527 | 0
Central_PV-1 | 6528 | 0
Central_PV-1 | 6529 | 0
Central_PV-1 | 6530 | 0
Central_PV-1 | 6531 | 0
Central_PV-1 | 6532 | 0
Central_PV-1 | 6533 | 0
Central_PV-1 | 6534 | 0
Central_PV-1 | 6535 | 0.0477
Central_PV-1 | 6536 | 0.0189
Central_PV-1 | 6537 | 0.3357
Central_PV-1 | 6538 | 0.2232
Central_PV-1 | 6539 | 0.504
Central_PV-1 | 6540 | 0.5922
Central_PV-1 | 6541 | 0.6309
Central_PV-1 | 6542 | 0.5967
Central_PV-1 | 6543 | 0.4824
Central_PV-1 | 6544 | 0.3348
Central_PV-1 | 6545 | 0.18
Central_PV-1 | 6546 | 0.0018
Central_PV-1 | 6547 | 0
Central_PV-1 | 6548 | 0
Central_PV-1 | 6549 | 0
Central_PV-1 | 6550 | 0
Central_PV-1 | 6551 | 0
Central_PV-1 | 6552 | 0
Central_PV-1 | 6553 | 0
Central_PV-1 | 6554 | 0
Central_PV-1 | 6555 | 0
Central_PV-1 | 6556 | 0
Central_PV-1 | 6557 | 0
Central_PV-1 | 6558 | 0
Central_PV-1 | 6559 | 0.036
Central_PV-1 | 6560 | 0.1341
Central_PV-1 | 6561 | 0.1926
Central_PV-1 | 6562 | 0.2709
Central_PV-1 | 6563 | 0.3402
Central_PV-1 | 6564 | 0.4194
Central_PV-1 | 6565 | 0.4635
Central_PV-1 | 6566 | 0.1521
Central_PV-1 | 6567 | 0.4203
Central_PV-1 | 6568 | 0.243
Central_PV-1 | 6569 | 0.171
Central_PV-1 | 6570 | 0.0018
Central_PV-1 | 6571 | 0
Central_PV-1 | 6572 | 0
Central_PV-1 | 6573 | 0
Central_PV-1 | 6574 | 0
Central_PV-1 | 6575 | 0
Central_PV-1 | 6576 | 0
Central_PV-1 | 6577 | 0
Central_PV-1 | 6578 | 0
Central_PV-1 | 6579 | 0
Central_PV-1 | 6580 | 0
Central_PV-1 | 6581 | 0
Central_PV-1 | 6582 | 0
Central_PV-1 | 6583 | 0.0369
Central_PV-1 | 6584 | 0.1809
Central_PV-1 | 6585 | 0.3186
Central_PV-1 | 6586 | 0.4887
Central_PV-1 | 6587 | 0.603
Central_PV-1 | 6588 | 0.5571
Central_PV-1 | 6589 | 0.6417
Central_PV-1 | 6590 | 0.1836
Central_PV-1 | 6591 | 0.1386
Central_PV-1 | 6592 | 0.0441
Central_PV-1 | 6593 | 0.0306
Central_PV-1 | 6594 | 0
Central_PV-1 | 6595 | 0
Central_PV-1 | 6596 | 0
Central_PV-1 | 6597 | 0
Central_PV-1 | 6598 | 0
Central_PV-1 | 6599 | 0
Central_PV-1 | 6600 | 0
Central_PV-1 | 6601 | 0
Central_PV-1 | 6602 | 0
Central_PV-1 | 6603 | 0
Central_PV-1 | 6604 | 0
Central_PV-1 | 6605 | 0
Central_PV-1 | 6606 | 0
Central_PV-1 | 6607 | 0.0369
Central_PV-1 | 6608 | 0.2043
Central_PV-1 | 6609 | 0.3807
Central_PV-1 | 6610 | 0.5184
Central_PV-1 | 6611 | 0.5553
Central_PV-1 | 6612 | 0.6507
Central_PV-1 | 6613 | 0.6336
Central_PV-1 | 6614 | 0.5913
Central_PV-1 | 6615 | 0.4068
Central_PV-1 | 6616 | 0.2304
Central_PV-1 | 6617 | 0.0909
Central_PV-1 | 6618 | 0
Central_PV-1 | 6619 | 0
Central_PV-1 | 6620 | 0
Central_PV-1 | 6621 | 0
Central_PV-1 | 6622 | 0
Central_PV-1 | 6623 | 0
Central_PV-1 | 6624 | 0
Central_PV-1 | 6625 | 0
Central_PV-1 | 6626 | 0
Central_PV-1 | 6627 | 0
Central_PV-1 | 6628 | 0
Central_PV-1 | 6629 | 0
Central_PV-1 | 6630 | 0
Central_PV-1 | 6631 | 0.0243
Central_PV-1 | 6632 | 0.1575
Central_PV-1 | 6633 | 0.3024
Central_PV-1 | 6634 | 0.3861
Central_PV-1 | 6635 | 0.5823
Central_PV-1 | 6636 | 0.6588
Central_PV-1 | 6637 | 0.5535
Central_PV-1 | 6638 | 0.5148
Central_PV-1 | 6639 | 0.207
Central_PV-1 | 6640 | 0.1656
Central_PV-1 | 6641 | 0.1413
Central_PV-1 | 6642 | 0
Central_PV-1 | 6643 | 0
Central_PV-1 | 6644 | 0
Central_PV-1 | 6645 | 0
Central_PV-1 | 6646 | 0
Central_PV-1 | 6647 | 0
Central_PV-1 | 6648 | 0
Central_PV-1 | 6649 | 0
Central_PV-1 | 6650 | 0
Central_PV-1 | 6651 | 0
Central_PV-1 | 6652 | 0
Central_PV-1 | 6653 | 0
Central_PV-1 | 6654 | 0
Central_PV-1 | 6655 | 0.0306
Central_PV-1 | 6656 | 0.1863
Central_PV-1 | 6657 | 0.3528
Central_PV-1 | 6658 | 0.5004
Central_PV-1 | 6659 | 0.6057
Central_PV-1 | 6660 | 0.6444
Central_PV-1 | 6661 | 0.6561
Central_PV-1 | 6662 | 0.5778
Central_PV-1 | 6663 | 0.4644
Central_PV-1 | 6664 | 0.2673
Central_PV-1 | 6665 | 0.0585
Central_PV-1 | 6666 | 0
Central_PV-1 | 6667 | 0
Central_PV-1 | 6668 | 0
Central_PV-1 | 6669 | 0
Central_PV-1 | 6670 | 0
Central_PV-1 | 6671 | 0
Central_PV-1 | 6672 | 0
Central_PV-1 | 6673 | 0
Central_PV-1 | 6674 | 0
Central_PV-1 | 6675 | 0
Central_PV-1 | 6676 | 0
Central_PV-1 | 6677 | 0
Central_PV-1 | 6678 | 0
Central_PV-1 | 6679 | 0.0207
Central_PV-1 | 6680 | 0.1755
Central_PV-1 | 6681 | 0.3384
Central_PV-1 | 6682 | 0.4743
Central_PV-1 | 6683 | 0.5832
Central_PV-1 | 6684 | 0.6372
Central_PV-1 | 6685 | 0.6417
Central_PV-1 | 6686 | 0.5526
Central_PV-1 | 6687 | 0.4446
Central_PV-1 | 6688 | 0.2772
Central_PV-1 | 6689 | 0.0711
Central_PV-1 | 6690 | 0
Central_PV-1 | 6691 | 0
Central_PV-1 | 6692 | 0
Central_PV-1 | 6693 | 0
Central_PV-1 | 6694 | 0
Central_PV-1 | 6695 | 0
Central_PV-1 | 6696 | 0
Central_PV-1 | 6697 | 0
Central_PV-1 | 6698 | 0
Central_PV-1 | 6699 | 0
Central_PV-1 | 6700 | 0
Central_PV-1 | 6701 | 0
Central_PV-1 | 6702 | 0
Central_PV-1 | 6703 | 0.0189
Central_PV-1 | 6704 | 0.1953
Central_PV-1 | 6705 | 0.306
Central_PV-1 | 6706 | 0.3915
Central_PV-1 | 6707 | 0.5913
Central_PV-1 | 6708 | 0.6228
Central_PV-1 | 6709 | 0.6021
Central_PV-1 | 6710 | 0.5157
Central_PV-1 | 6711 | 0.4356
Central_PV-1 | 6712 | 0.2637
Central_PV-1 | 6713 | 0.0711
Central_PV-1 | 6714 | 0
Central_PV-1 | 6715 | 0
Central_PV-1 | 6716 | 0
Central_PV-1 | 6717 | 0
Central_PV-1 | 6718 | 0
Central_PV-1 | 6719 | 0
Central_PV-1 | 6720 | 0
Central_PV-1 | 6721 | 0
Central_PV-1 | 6722 | 0
Central_PV-1 | 6723 | 0
Central_PV-1 | 6724 | 0
Central_PV-1 | 6725 | 0
Central_PV-1 | 6726 | 0
Central_PV-1 | 6727 | 0.0135
Central_PV-1 | 6728 | 0.0747
Central_PV-1 | 6729 | 0.1251
Central_PV-1 | 6730 | 0.243
Central_PV-1 | 6731 | 0.36
Central_PV-1 | 6732 | 0.4293
Central_PV-1 | 6733 | 0.2916
Central_PV-1 | 6734 | 0.3573
Central_PV-1 | 6735 | 0.1764
Central_PV-1 | 6736 | 0.2484
Central_PV-1 | 6737 | 0.0702
Central_PV-1 | 6738 | 0
Central_PV-1 | 6739 | 0
Central_PV-1 | 6740 | 0
Central_PV-1 | 6741 | 0
Central_PV-1 | 6742 | 0
Central_PV-1 | 6743 | 0
Central_PV-1 | 6744 | 0
Central_PV-1 | 6745 | 0
Central_PV-1 | 6746 | 0
Central_PV-1 | 6747 | 0
Central_PV-1 | 6748 | 0
Central_PV-1 | 6749 | 0
Central_PV-1 | 6750 | 0
Central_PV-1 | 6751 | 0.0171
Central_PV-1 | 6752 | 0.1467
Central_PV-1 | 6753 | 0.3105
Central_PV-1 | 6754 | 0.4032
Central_PV-1 | 6755 | 0.4185
Central_PV-1 | 6756 | 0.5139
Central_PV-1 | 6757 | 0.3942
Central_PV-1 | 6758 | 0.4923
Central_PV-1 | 6759 | 0.3681
Central_PV-1 | 6760 | 0.261
Central_PV-1 | 6761 | 0.0621
Central_PV-1 | 6762 | 0
Central_PV-1 | 6763 | 0
Central_PV-1 | 6764 | 0
Central_PV-1 | 6765 | 0
Central_PV-1 | 6766 | 0
Central_PV-1 | 6767 | 0
Central_PV-1 | 6768 | 0
Central_PV-1 | 6769 | 0
Central_PV-1 | 6770 | 0
Central_PV-1 | 6771 | 0
Central_PV-1 | 6772 | 0
Central_PV-1 | 6773 | 0
Central_PV-1 | 6774 | 0
Central_PV-1 | 6775 | 0.0153
Central_PV-1 | 6776 | 0.1791
Central_PV-1 | 6777 | 0.3366
Central_PV-1 | 6778 | 0.4779
Central_PV-1 | 6779 | 0.5013
Central_PV-1 | 6780 | 0.5229
Central_PV-1 | 6781 | 0.5688
Central_PV-1 | 6782 | 0.5382
Central_PV-1 | 6783 | 0.4446
Central_PV-1 | 6784 | 0.2889
Central_PV-1 | 6785 | 0.0567
Central_PV-1 | 6786 | 0
Central_PV-1 | 6787 | 0
Central_PV-1 | 6788 | 0
Central_PV-1 | 6789 | 0
Central_PV-1 | 6790 | 0
Central_PV-1 | 6791 | 0
Central_PV-1 | 6792 | 0
Central_PV-1 | 6793 | 0
Central_PV-1 | 6794 | 0
Central_PV-1 | 6795 | 0
Central_PV-1 | 6796 | 0
Central_PV-1 | 6797 | 0
Central_PV-1 | 6798 | 0
Central_PV-1 | 6799 | 0.0135
Central_PV-1 | 6800 | 0.1494
Central_PV-1 | 6801 | 0.2844
Central_PV-1 | 6802 | 0.4302
Central_PV-1 | 6803 | 0.5121
Central_PV-1 | 6804 | 0.3771
Central_PV-1 | 6805 | 0.4671
Central_PV-1 | 6806 | 0.486
Central_PV-1 | 6807 | 0.4221
Central_PV-1 | 6808 | 0.2781
Central_PV-1 | 6809 | 0.0657
Central_PV-1 | 6810 | 0
Central_PV-1 | 6811 | 0
Central_PV-1 | 6812 | 0
Central_PV-1 | 6813 | 0
Central_PV-1 | 6814 | 0
Central_PV-1 | 6815 | 0
Central_PV-1 | 6816 | 0
Central_PV-1 | 6817 | 0
Central_PV-1 | 6818 | 0
Central_PV-1 | 6819 | 0
Central_PV-1 | 6820 | 0
Central_PV-1 | 6821 | 0
Central_PV-1 | 6822 | 0
Central_PV-1 | 6823 | 0.0018
Central_PV-1 | 6824 | 0.0738
Central_PV-1 | 6825 | 0.2817
Central_PV-1 | 6826 | 0.0513
Central_PV-1 | 6827 | 0.0576
Central_PV-1 | 6828 | 0.2574
Central_PV-1 | 6829 | 0.063
Central_PV-1 | 6830 | 0.0747
Central_PV-1 | 6831 | 0.0846
Central_PV-1 | 6832 | 0.1602
Central_PV-1 | 6833 | 0.0468
Central_PV-1 | 6834 | 0
Central_PV-1 | 6835 | 0
Central_PV-1 | 6836 | 0
Central_PV-1 | 6837 | 0
Central_PV-1 | 6838 | 0
Central_PV-1 | 6839 | 0
Central_PV-1 | 6840 | 0
Central_PV-1 | 6841 | 0
Central_PV-1 | 6842 | 0
Central_PV-1 | 6843 | 0
Central_PV-1 | 6844 | 0
Central_PV-1 | 6845 | 0
Central_PV-1 | 6846 | 0
Central_PV-1 | 6847 | 0.0018
Central_PV-1 | 6848 | 0.0576
Central_PV-1 | 6849 | 0.0594
Central_PV-1 | 6850 | 0.0909
Central_PV-1 | 6851 | 0.1845
Central_PV-1 | 6852 | 0.2655
Central_PV-1 | 6853 | 0.2349
Central_PV-1 | 6854 | 0.0828
Central_PV-1 | 6855 | 0.1962
Central_PV-1 | 6856 | 0.09
Central_PV-1 | 6857 | 0.0504
Central_PV-1 | 6858 | 0
Central_PV-1 | 6859 | 0
Central_PV-1 | 6860 | 0
Central_PV-1 | 6861 | 0
Central_PV-1 | 6862 | 0
Central_PV-1 | 6863 | 0
Central_PV-1 | 6864 | 0
Central_PV-1 | 6865 | 0
Central_PV-1 | 6866 | 0
Central_PV-1 | 6867 | 0
Central_PV-1 | 6868 | 0
Central_PV-1 | 6869 | 0
Central_PV-1 | 6870 | 0
Central_PV-1 | 6871 | 0.0072
Central_PV-1 | 6872 | 0.0693
Central_PV-1 | 6873 | 0.0828
Central_PV-1 | 6874 | 0.0783
Central_PV-1 | 6875 | 0.0945
Central_PV-1 | 6876 | 0.5868
Central_PV-1 | 6877 | 0.297
Central_PV-1 | 6878 | 0.4284
Central_PV-1 | 6879 | 0.3186
Central_PV-1 | 6880 | 0.2529
Central_PV-1 | 6881 | 0.0468
Central_PV-1 | 6882 | 0
Central_PV-1 | 6883 | 0
Central_PV-1 | 6884 | 0
Central_PV-1 | 6885 | 0
Central_PV-1 | 6886 | 0
Central_PV-1 | 6887 | 0
Central_PV-1 | 6888 | 0
Central_PV-1 | 6889 | 0
Central_PV-1 | 6890 | 0
Central_PV-1 | 6891 | 0
Central_PV-1 | 6892 | 0
Central_PV-1 | 6893 | 0
Central_PV-1 | 6894 | 0
Central_PV-1 | 6895 | 0
Central_PV-1 | 6896 | 0.1611
Central_PV-1 | 6897 | 0.3213
Central_PV-1 | 6898 | 0.4266
Central_PV-1 | 6899 | 0.5355
Central_PV-1 | 6900 | 0.5607
Central_PV-1 | 6901 | 0.603
Central_PV-1 | 6902 | 0.5211
Central_PV-1 | 6903 | 0.423
Central_PV-1 | 6904 | 0.2673
Central_PV-1 | 6905 | 0.0513
Central_PV-1 | 6906 | 0
Central_PV-1 | 6907 | 0
Central_PV-1 | 6908 | 0
Central_PV-1 | 6909 | 0
Central_PV-1 | 6910 | 0
Central_PV-1 | 6911 | 0
Central_PV-1 | 6912 | 0
Central_PV-1 | 6913 | 0
Central_PV-1 | 6914 | 0
Central_PV-1 | 6915 | 0
Central_PV-1 | 6916 | 0
Central_PV-1 | 6917 | 0
Central_PV-1 | 6918 | 0
Central_PV-1 | 6919 | 0
Central_PV-1 | 6920 | 0.1557
Central_PV-1 | 6921 | 0.3159
Central_PV-1 | 6922 | 0.4572
Central_PV-1 | 6923 | 0.5427
Central_PV-1 | 6924 | 0.5895
Central_PV-1 | 6925 | 0.6075
Central_PV-1 | 6926 | 0.5193
Central_PV-1 | 6927 | 0.3681
Central_PV-1 | 6928 | 0.2106
Central_PV-1 | 6929 | 0.0558
Central_PV-1 | 6930 | 0
Central_PV-1 | 6931 | 0
Central_PV-1 | 6932 | 0
Central_PV-1 | 6933 | 0
Central_PV-1 | 6934 | 0
Central_PV-1 | 6935 | 0
Central_PV-1 | 6936 | 0
Central_PV-1 | 6937 | 0
Central_PV-1 | 6938 | 0
Central_PV-1 | 6939 | 0
Central_PV-1 | 6940 | 0
Central_PV-1 | 6941 | 0
Central_PV-1 | 6942 | 0
Central_PV-1 | 6943 | 0
Central_PV-1 | 6944 | 0.1611
Central_PV-1 | 6945 | 0.3114
Central_PV-1 | 6946 | 0.3609
Central_PV-1 | 6947 | 0.4518
Central_PV-1 | 6948 | 0.4824
Central_PV-1 | 6949 | 0.5247
Central_PV-1 | 6950 | 0.4536
Central_PV-1 | 6951 | 0.3924
Central_PV-1 | 6952 | 0.1944
Central_PV-1 | 6953 | 0.0477
Central_PV-1 | 6954 | 0
Central_PV-1 | 6955 | 0
Central_PV-1 | 6956 | 0
Central_PV-1 | 6957 | 0
Central_PV-1 | 6958 | 0
Central_PV-1 | 6959 | 0
Central_PV-1 | 6960 | 0
Central_PV-1 | 6961 | 0
Central_PV-1 | 6962 | 0
Central_PV-1 | 6963 | 0
Central_PV-1 | 6964 | 0
Central_PV-1 | 6965 | 0
Central_PV-1 | 6966 | 0
Central_PV-1 | 6967 | 0
Central_PV-1 | 6968 | 0.0693
Central_PV-1 | 6969 | 0.2214
Central_PV-1 | 6970 | 0.1773
Central_PV-1 | 6971 | 0.423
Central_PV-1 | 6972 | 0.1593
Central_PV-1 | 6973 | 0.5319
Central_PV-1 | 6974 | 0.4572
Central_PV-1 | 6975 | 0.3411
Central_PV-1 | 6976 | 0.1314
Central_PV-1 | 6977 | 0.0522
Central_PV-1 | 6978 | 0
Central_PV-1 | 6979 | 0
Central_PV-1 | 6980 | 0
Central_PV-1 | 6981 | 0
Central_PV-1 | 6982 | 0
Central_PV-1 | 6983 | 0
Central_PV-1 | 6984 | 0
Central_PV-1 | 6985 | 0
Central_PV-1 | 6986 | 0
Central_PV-1 | 6987 | 0
Central_PV-1 | 6988 | 0
Central_PV-1 | 6989 | 0
Central_PV-1 | 6990 | 0
Central_PV-1 | 6991 | 0
Central_PV-1 | 6992 | 0.1053
Central_PV-1 | 6993 | 0.1917
Central_PV-1 | 6994 | 0.0783
Central_PV-1 | 6995 | 0.207
Central_PV-1 | 6996 | 0.567
Central_PV-1 | 6997 | 0.4041
Central_PV-1 | 6998 | 0.4473
Central_PV-1 | 6999 | 0.3348
Central_PV-1 | 7000 | 0.252
Central_PV-1 | 7001 | 0.0315
Central_PV-1 | 7002 | 0
Central_PV-1 | 7003 | 0
Central_PV-1 | 7004 | 0
Central_PV-1 | 7005 | 0
Central_PV-1 | 7006 | 0
Central_PV-1 | 7007 | 0
Central_PV-1 | 7008 | 0
Central_PV-1 | 7009 | 0
Central_PV-1 | 7010 | 0
Central_PV-1 | 7011 | 0
Central_PV-1 | 7012 | 0
Central_PV-1 | 7013 | 0
Central_PV-1 | 7014 | 0
Central_PV-1 | 7015 | 0
Central_PV-1 | 7016 | 0.1035
Central_PV-1 | 7017 | 0.1998
Central_PV-1 | 7018 | 0.162
Central_PV-1 | 7019 | 0.2565
Central_PV-1 | 7020 | 0.3357
Central_PV-1 | 7021 | 0.0504
Central_PV-1 | 7022 | 0.045
Central_PV-1 | 7023 | 0.1125
Central_PV-1 | 7024 | 0.1521
Central_PV-1 | 7025 | 0.045
Central_PV-1 | 7026 | 0
Central_PV-1 | 7027 | 0
Central_PV-1 | 7028 | 0
Central_PV-1 | 7029 | 0
Central_PV-1 | 7030 | 0
Central_PV-1 | 7031 | 0
Central_PV-1 | 7032 | 0
Central_PV-1 | 7033 | 0
Central_PV-1 | 7034 | 0
Central_PV-1 | 7035 | 0
Central_PV-1 | 7036 | 0
Central_PV-1 | 7037 | 0
Central_PV-1 | 7038 | 0
Central_PV-1 | 7039 | 0
Central_PV-1 | 7040 | 0.0738
Central_PV-1 | 7041 | 0.2502
Central_PV-1 | 7042 | 0.3852
Central_PV-1 | 7043 | 0.2403
Central_PV-1 | 7044 | 0.1863
Central_PV-1 | 7045 | 0.5643
Central_PV-1 | 7046 | 0.4635
Central_PV-1 | 7047 | 0.3852
Central_PV-1 | 7048 | 0.2376
Central_PV-1 | 7049 | 0.0423
Central_PV-1 | 7050 | 0
Central_PV-1 | 7051 | 0
Central_PV-1 | 7052 | 0
Central_PV-1 | 7053 | 0
Central_PV-1 | 7054 | 0
Central_PV-1 | 7055 | 0
Central_PV-1 | 7056 | 0
Central_PV-1 | 7057 | 0
Central_PV-1 | 7058 | 0
Central_PV-1 | 7059 | 0
Central_PV-1 | 7060 | 0
Central_PV-1 | 7061 | 0
Central_PV-1 | 7062 | 0
Central_PV-1 | 7063 | 0
Central_PV-1 | 7064 | 0.1314
Central_PV-1 | 7065 | 0.2871
Central_PV-1 | 7066 | 0.3699
Central_PV-1 | 7067 | 0.5157
Central_PV-1 | 7068 | 0.5553
Central_PV-1 | 7069 | 0.5562
Central_PV-1 | 7070 | 0.4491
Central_PV-1 | 7071 | 0.3825
Central_PV-1 | 7072 | 0.2205
Central_PV-1 | 7073 | 0.0441
Central_PV-1 | 7074 | 0
Central_PV-1 | 7075 | 0
Central_PV-1 | 7076 | 0
Central_PV-1 | 7077 | 0
Central_PV-1 | 7078 | 0
Central_PV-1 | 7079 | 0
Central_PV-1 | 7080 | 0
Central_PV-1 | 7081 | 0
Central_PV-1 | 7082 | 0
Central_PV-1 | 7083 | 0
Central_PV-1 | 7084 | 0
Central_PV-1 | 7085 | 0
Central_PV-1 | 7086 | 0
Central_PV-1 | 7087 | 0
Central_PV-1 | 7088 | 0.1053
Central_PV-1 | 7089 | 0.2718
Central_PV-1 | 7090 | 0.2655
Central_PV-1 | 7091 | 0.513
Central_PV-1 | 7092 | 0.4617
Central_PV-1 | 7093 | 0.2277
Central_PV-1 | 7094 | 0.4203
Central_PV-1 | 7095 | 0.2889
Central_PV-1 | 7096 | 0.1089
Central_PV-1 | 7097 | 0.0342
Central_PV-1 | 7098 | 0
Central_PV-1 | 7099 | 0
Central_PV-1 | 7100 | 0
Central_PV-1 | 7101 | 0
Central_PV-1 | 7102 | 0
Central_PV-1 | 7103 | 0
Central_PV-1 | 7104 | 0
Central_PV-1 | 7105 | 0
Central_PV-1 | 7106 | 0
Central_PV-1 | 7107 | 0
Central_PV-1 | 7108 | 0
Central_PV-1 | 7109 | 0
Central_PV-1 | 7110 | 0
Central_PV-1 | 7111 | 0
Central_PV-1 | 7112 | 0.072
Central_PV-1 | 7113 | 0.144
Central_PV-1 | 7114 | 0.1305
Central_PV-1 | 7115 | 0.4113
Central_PV-1 | 7116 | 0.4149
Central_PV-1 | 7117 | 0.3672
Central_PV-1 | 7118 | 0.2907
Central_PV-1 | 7119 | 0.2124
Central_PV-1 | 7120 | 0.1701
Central_PV-1 | 7121 | 0.018
Central_PV-1 | 7122 | 0
Central_PV-1 | 7123 | 0
Central_PV-1 | 7124 | 0
Central_PV-1 | 7125 | 0
Central_PV-1 | 7126 | 0
Central_PV-1 | 7127 | 0
Central_PV-1 | 7128 | 0
Central_PV-1 | 7129 | 0
Central_PV-1 | 7130 | 0
Central_PV-1 | 7131 | 0
Central_PV-1 | 7132 | 0
Central_PV-1 | 7133 | 0
Central_PV-1 | 7134 | 0
Central_PV-1 | 7135 | 0
Central_PV-1 | 7136 | 0.0441
Central_PV-1 | 7137 | 0.1413
Central_PV-1 | 7138 | 0.3591
Central_PV-1 | 7139 | 0.5247
Central_PV-1 | 7140 | 0.4851
Central_PV-1 | 7141 | 0.5166
Central_PV-1 | 7142 | 0.2124
Central_PV-1 | 7143 | 0.1017
Central_PV-1 | 7144 | 0.1548
Central_PV-1 | 7145 | 0.0351
Central_PV-1 | 7146 | 0
Central_PV-1 | 7147 | 0
Central_PV-1 | 7148 | 0
Central_PV-1 | 7149 | 0
Central_PV-1 | 7150 | 0
Central_PV-1 | 7151 | 0
Central_PV-1 | 7152 | 0
Central_PV-1 | 7153 | 0
Central_PV-1 | 7154 | 0
Central_PV-1 | 7155 | 0
Central_PV-1 | 7156 | 0
Central_PV-1 | 7157 | 0
Central_PV-1 | 7158 | 0
Central_PV-1 | 7159 | 0
Central_PV-1 | 7160 | 0.0774
Central_PV-1 | 7161 | 0.2151
Central_PV-1 | 7162 | 0.3807
Central_PV-1 | 7163 | 0.4149
Central_PV-1 | 7164 | 0.3537
Central_PV-1 | 7165 | 0.5121
Central_PV-1 | 7166 | 0.4437
Central_PV-1 | 7167 | 0.369
Central_PV-1 | 7168 | 0.1692
Central_PV-1 | 7169 | 0.0369
Central_PV-1 | 7170 | 0
Central_PV-1 | 7171 | 0
Central_PV-1 | 7172 | 0
Central_PV-1 | 7173 | 0
Central_PV-1 | 7174 | 0
Central_PV-1 | 7175 | 0
Central_PV-1 | 7176 | 0
Central_PV-1 | 7177 | 0
Central_PV-1 | 7178 | 0
Central_PV-1 | 7179 | 0
Central_PV-1 | 7180 | 0
Central_PV-1 | 7181 | 0
Central_PV-1 | 7182 | 0
Central_PV-1 | 7183 | 0
Central_PV-1 | 7184 | 0.1053
Central_PV-1 | 7185 | 0.2718
Central_PV-1 | 7186 | 0.405
Central_PV-1 | 7187 | 0.4725
Central_PV-1 | 7188 | 0.549
Central_PV-1 | 7189 | 0.4779
Central_PV-1 | 7190 | 0.4608
Central_PV-1 | 7191 | 0.3609
Central_PV-1 | 7192 | 0.2088
Central_PV-1 | 7193 | 0.0342
Central_PV-1 | 7194 | 0
Central_PV-1 | 7195 | 0
Central_PV-1 | 7196 | 0
Central_PV-1 | 7197 | 0
Central_PV-1 | 7198 | 0
Central_PV-1 | 7199 | 0
Central_PV-1 | 7200 | 0
Central_PV-1 | 7201 | 0
Central_PV-1 | 7202 | 0
Central_PV-1 | 7203 | 0
Central_PV-1 | 7204 | 0
Central_PV-1 | 7205 | 0
Central_PV-1 | 7206 | 0
Central_PV-1 | 7207 | 0
Central_PV-1 | 7208 | 0.0909
Central_PV-1 | 7209 | 0.234
Central_PV-1 | 7210 | 0.3492
Central_PV-1 | 7211 | 0.4581
Central_PV-1 | 7212 | 0.4923
Central_PV-1 | 7213 | 0.4707
Central_PV-1 | 7214 | 0.4113
Central_PV-1 | 7215 | 0.3096
Central_PV-1 | 7216 | 0.1665
Central_PV-1 | 7217 | 0.0324
Central_PV-1 | 7218 | 0
Central_PV-1 | 7219 | 0
Central_PV-1 | 7220 | 0
Central_PV-1 | 7221 | 0
Central_PV-1 | 7222 | 0
Central_PV-1 | 7223 | 0
Central_PV-1 | 7224 | 0
Central_PV-1 | 7225 | 0
Central_PV-1 | 7226 | 0
Central_PV-1 | 7227 | 0
Central_PV-1 | 7228 | 0
Central_PV-1 | 7229 | 0
Central_PV-1 | 7230 | 0
Central_PV-1 | 7231 | 0
Central_PV-1 | 7232 | 0.1098
Central_PV-1 | 7233 | 0.2628
Central_PV-1 | 7234 | 0.3924
Central_PV-1 | 7235 | 0.4437
Central_PV-1 | 7236 | 0.4275
Central_PV-1 | 7237 | 0.4158
Central_PV-1 | 7238 | 0.414
Central_PV-1 | 7239 | 0.3357
Central_PV-1 | 7240 | 0.2043
Central_PV-1 | 7241 | 0.0306
Central_PV-1 | 7242 | 0
Central_PV-1 | 7243 | 0
Central_PV-1 | 7244 | 0
Central_PV-1 | 7245 | 0
Central_PV-1 | 7246 | 0
Central_PV-1 | 7247 | 0
Central_PV-1 | 7248 | 0
Central_PV-1 | 7249 | 0
Central_PV-1 | 7250 | 0
Central_PV-1 | 7251 | 0
Central_PV-1 | 7252 | 0
Central_PV-1 | 7253 | 0
Central_PV-1 | 7254 | 0
Central_PV-1 | 7255 | 0
Central_PV-1 | 7256 | 0.1053
Central_PV-1 | 7257 | 0.2592
Central_PV-1 | 7258 | 0.3357
Central_PV-1 | 7259 | 0.4347
Central_PV-1 | 7260 | 0.5292
Central_PV-1 | 7261 | 0.513
Central_PV-1 | 7262 | 0.387
Central_PV-1 | 7263 | 0.3105
Central_PV-1 | 7264 | 0.18
Central_PV-1 | 7265 | 0.0297
Central_PV-1 | 7266 | 0
Central_PV-1 | 7267 | 0
Central_PV-1 | 7268 | 0
Central_PV-1 | 7269 | 0
Central_PV-1 | 7270 | 0
Central_PV-1 | 7271 | 0
Central_PV-1 | 7272 | 0
Central_PV-1 | 7273 | 0
Central_PV-1 | 7274 | 0
Central_PV-1 | 7275 | 0
Central_PV-1 | 7276 | 0
Central_PV-1 | 7277 | 0
Central_PV-1 | 7278 | 0
Central_PV-1 | 7279 | 0
Central_PV-1 | 7280 | 0.0612
Central_PV-1 | 7281 | 0.2709
Central_PV-1 | 7282 | 0.4041
Central_PV-1 | 7283 | 0.4428
Central_PV-1 | 7284 | 0.4644
Central_PV-1 | 7285 | 0.4923
Central_PV-1 | 7286 | 0.4149
Central_PV-1 | 7287 | 0.2736
Central_PV-1 | 7288 | 0.1989
Central_PV-1 | 7289 | 0.0261
Central_PV-1 | 7290 | 0
Central_PV-1 | 7291 | 0
Central_PV-1 | 7292 | 0
Central_PV-1 | 7293 | 0
Central_PV-1 | 7294 | 0
Central_PV-1 | 7295 | 0
Central_PV-1 | 7296 | 0
Central_PV-1 | 7297 | 0
Central_PV-1 | 7298 | 0
Central_PV-1 | 7299 | 0
Central_PV-1 | 7300 | 0
Central_PV-1 | 7301 | 0
Central_PV-1 | 7302 | 0
Central_PV-1 | 7303 | 0
Central_PV-1 | 7304 | 0.0558
Central_PV-1 | 7305 | 0.1161
Central_PV-1 | 7306 | 0.1053
Central_PV-1 | 7307 | 0.1917
Central_PV-1 | 7308 | 0.2682
Central_PV-1 | 7309 | 0.1242
Central_PV-1 | 7310 | 0.144
Central_PV-1 | 7311 | 0.1107
Central_PV-1 | 7312 | 0.054
Central_PV-1 | 7313 | 0.0171
Central_PV-1 | 7314 | 0
Central_PV-1 | 7315 | 0
Central_PV-1 | 7316 | 0
Central_PV-1 | 7317 | 0
Central_PV-1 | 7318 | 0
Central_PV-1 | 7319 | 0
Central_PV-1 | 7320 | 0
Central_PV-1 | 7321 | 0
Central_PV-1 | 7322 | 0
Central_PV-1 | 7323 | 0
Central_PV-1 | 7324 | 0
Central_PV-1 | 7325 | 0
Central_PV-1 | 7326 | 0
Central_PV-1 | 7327 | 0
Central_PV-1 | 7328 | 0.1053
Central_PV-1 | 7329 | 0.2601
Central_PV-1 | 7330 | 0.3987
Central_PV-1 | 7331 | 0.4392
Central_PV-1 | 7332 | 0.5346
Central_PV-1 | 7333 | 0.5157
Central_PV-1 | 7334 | 0.4554
Central_PV-1 | 7335 | 0.2421
Central_PV-1 | 7336 | 0.1989
Central_PV-1 | 7337 | 0.0261
Central_PV-1 | 7338 | 0
Central_PV-1 | 7339 | 0
Central_PV-1 | 7340 | 0
Central_PV-1 | 7341 | 0
Central_PV-1 | 7342 | 0
Central_PV-1 | 7343 | 0
Central_PV-1 | 7344 | 0
Central_PV-1 | 7345 | 0
Central_PV-1 | 7346 | 0
Central_PV-1 | 7347 | 0
Central_PV-1 | 7348 | 0
Central_PV-1 | 7349 | 0
Central_PV-1 | 7350 | 0
Central_PV-1 | 7351 | 0
Central_PV-1 | 7352 | 0.0927
Central_PV-1 | 7353 | 0.2601
Central_PV-1 | 7354 | 0.3987
Central_PV-1 | 7355 | 0.4842
Central_PV-1 | 7356 | 0.5139
Central_PV-1 | 7357 | 0.4716
Central_PV-1 | 7358 | 0.4446
Central_PV-1 | 7359 | 0.3105
Central_PV-1 | 7360 | 0.1053
Central_PV-1 | 7361 | 0.0216
Central_PV-1 | 7362 | 0
Central_PV-1 | 7363 | 0
Central_PV-1 | 7364 | 0
Central_PV-1 | 7365 | 0
Central_PV-1 | 7366 | 0
Central_PV-1 | 7367 | 0
Central_PV-1 | 7368 | 0
Central_PV-1 | 7369 | 0
Central_PV-1 | 7370 | 0
Central_PV-1 | 7371 | 0
Central_PV-1 | 7372 | 0
Central_PV-1 | 7373 | 0
Central_PV-1 | 7374 | 0
Central_PV-1 | 7375 | 0
Central_PV-1 | 7376 | 0.0972
Central_PV-1 | 7377 | 0.2511
Central_PV-1 | 7378 | 0.2151
Central_PV-1 | 7379 | 0.4869
Central_PV-1 | 7380 | 0.5076
Central_PV-1 | 7381 | 0.4284
Central_PV-1 | 7382 | 0.3717
Central_PV-1 | 7383 | 0.2763
Central_PV-1 | 7384 | 0.1701
Central_PV-1 | 7385 | 0.0216
Central_PV-1 | 7386 | 0
Central_PV-1 | 7387 | 0
Central_PV-1 | 7388 | 0
Central_PV-1 | 7389 | 0
Central_PV-1 | 7390 | 0
Central_PV-1 | 7391 | 0
Central_PV-1 | 7392 | 0
Central_PV-1 | 7393 | 0
Central_PV-1 | 7394 | 0
Central_PV-1 | 7395 | 0
Central_PV-1 | 7396 | 0
Central_PV-1 | 7397 | 0
Central_PV-1 | 7398 | 0
Central_PV-1 | 7399 | 0
Central_PV-1 | 7400 | 0.0837
Central_PV-1 | 7401 | 0.2466
Central_PV-1 | 7402 | 0.369
Central_PV-1 | 7403 | 0.4707
Central_PV-1 | 7404 | 0.5184
Central_PV-1 | 7405 | 0.5049
Central_PV-1 | 7406 | 0.432
Central_PV-1 | 7407 | 0.3051
Central_PV-1 | 7408 | 0.1791
Central_PV-1 | 7409 | 0.0216
Central_PV-1 | 7410 | 0
Central_PV-1 | 7411 | 0
Central_PV-1 | 7412 | 0
Central_PV-1 | 7413 | 0
Central_PV-1 | 7414 | 0
Central_PV-1 | 7415 | 0
Central_PV-1 | 7416 | 0
Central_PV-1 | 7417 | 0
Central_PV-1 | 7418 | 0
Central_PV-1 | 7419 | 0
Central_PV-1 | 7420 | 0
Central_PV-1 | 7421 | 0
Central_PV-1 | 7422 | 0
Central_PV-1 | 7423 | 0
Central_PV-1 | 7424 | 0.0855
Central_PV-1 | 7425 | 0.2358
Central_PV-1 | 7426 | 0.3699
Central_PV-1 | 7427 | 0.4851
Central_PV-1 | 7428 | 0.5301
Central_PV-1 | 7429 | 0.4878
Central_PV-1 | 7430 | 0.387
Central_PV-1 | 7431 | 0.2727
Central_PV-1 | 7432 | 0.1764
Central_PV-1 | 7433 | 0.0207
Central_PV-1 | 7434 | 0
Central_PV-1 | 7435 | 0
Central_PV-1 | 7436 | 0
Central_PV-1 | 7437 | 0
Central_PV-1 | 7438 | 0
Central_PV-1 | 7439 | 0
Central_PV-1 | 7440 | 0
Central_PV-1 | 7441 | 0
Central_PV-1 | 7442 | 0
Central_PV-1 | 7443 | 0
Central_PV-1 | 7444 | 0
Central_PV-1 | 7445 | 0
Central_PV-1 | 7446 | 0
Central_PV-1 | 7447 | 0
Central_PV-1 | 7448 | 0.0756
Central_PV-1 | 7449 | 0.2394
Central_PV-1 | 7450 | 0.2664
Central_PV-1 | 7451 | 0.4212
Central_PV-1 | 7452 | 0.4707
Central_PV-1 | 7453 | 0.4887
Central_PV-1 | 7454 | 0.4239
Central_PV-1 | 7455 | 0.2943
Central_PV-1 | 7456 | 0.1458
Central_PV-1 | 7457 | 0.018
Central_PV-1 | 7458 | 0
Central_PV-1 | 7459 | 0
Central_PV-1 | 7460 | 0
Central_PV-1 | 7461 | 0
Central_PV-1 | 7462 | 0
Central_PV-1 | 7463 | 0
Central_PV-1 | 7464 | 0
Central_PV-1 | 7465 | 0
Central_PV-1 | 7466 | 0
Central_PV-1 | 7467 | 0
Central_PV-1 | 7468 | 0
Central_PV-1 | 7469 | 0
Central_PV-1 | 7470 | 0
Central_PV-1 | 7471 | 0
Central_PV-1 | 7472 | 0.0774
Central_PV-1 | 7473 | 0.2349
Central_PV-1 | 7474 | 0.3168
Central_PV-1 | 7475 | 0.4122
Central_PV-1 | 7476 | 0.441
Central_PV-1 | 7477 | 0.3987
Central_PV-1 | 7478 | 0.369
Central_PV-1 | 7479 | 0.2187
Central_PV-1 | 7480 | 0.1647
Central_PV-1 | 7481 | 0.018
Central_PV-1 | 7482 | 0
Central_PV-1 | 7483 | 0
Central_PV-1 | 7484 | 0
Central_PV-1 | 7485 | 0
Central_PV-1 | 7486 | 0
Central_PV-1 | 7487 | 0
Central_PV-1 | 7488 | 0
Central_PV-1 | 7489 | 0
Central_PV-1 | 7490 | 0
Central_PV-1 | 7491 | 0
Central_PV-1 | 7492 | 0
Central_PV-1 | 7493 | 0
Central_PV-1 | 7494 | 0
Central_PV-1 | 7495 | 0
Central_PV-1 | 7496 | 0.0702
Central_PV-1 | 7497 | 0.2322
Central_PV-1 | 7498 | 0.3663
Central_PV-1 | 7499 | 0.4527
Central_PV-1 | 7500 | 0.4959
Central_PV-1 | 7501 | 0.4878
Central_PV-1 | 7502 | 0.4284
Central_PV-1 | 7503 | 0.3195
Central_PV-1 | 7504 | 0.1782
Central_PV-1 | 7505 | 0.0171
Central_PV-1 | 7506 | 0
Central_PV-1 | 7507 | 0
Central_PV-1 | 7508 | 0
Central_PV-1 | 7509 | 0
Central_PV-1 | 7510 | 0
Central_PV-1 | 7511 | 0
Central_PV-1 | 7512 | 0
Central_PV-1 | 7513 | 0
Central_PV-1 | 7514 | 0
Central_PV-1 | 7515 | 0
Central_PV-1 | 7516 | 0
Central_PV-1 | 7517 | 0
Central_PV-1 | 7518 | 0
Central_PV-1 | 7519 | 0
Central_PV-1 | 7520 | 0.0504
Central_PV-1 | 7521 | 0.1422
Central_PV-1 | 7522 | 0.2574
Central_PV-1 | 7523 | 0.1467
Central_PV-1 | 7524 | 0.243
Central_PV-1 | 7525 | 0.306
Central_PV-1 | 7526 | 0.3429
Central_PV-1 | 7527 | 0.2952
Central_PV-1 | 7528 | 0.0837
Central_PV-1 | 7529 | 0.0153
Central_PV-1 | 7530 | 0
Central_PV-1 | 7531 | 0
Central_PV-1 | 7532 | 0
Central_PV-1 | 7533 | 0
Central_PV-1 | 7534 | 0
Central_PV-1 | 7535 | 0
Central_PV-1 | 7536 | 0
Central_PV-1 | 7537 | 0
Central_PV-1 | 7538 | 0
Central_PV-1 | 7539 | 0
Central_PV-1 | 7540 | 0
Central_PV-1 | 7541 | 0
Central_PV-1 | 7542 | 0
Central_PV-1 | 7543 | 0
Central_PV-1 | 7544 | 0.0585
Central_PV-1 | 7545 | 0.1908
Central_PV-1 | 7546 | 0.3078
Central_PV-1 | 7547 | 0.2385
Central_PV-1 | 7548 | 0.3132
Central_PV-1 | 7549 | 0.2736
Central_PV-1 | 7550 | 0.1953
Central_PV-1 | 7551 | 0.2412
Central_PV-1 | 7552 | 0.0747
Central_PV-1 | 7553 | 0.0144
Central_PV-1 | 7554 | 0
Central_PV-1 | 7555 | 0
Central_PV-1 | 7556 | 0
Central_PV-1 | 7557 | 0
Central_PV-1 | 7558 | 0
Central_PV-1 | 7559 | 0
Central_PV-1 | 7560 | 0
Central_PV-1 | 7561 | 0
Central_PV-1 | 7562 | 0
Central_PV-1 | 7563 | 0
Central_PV-1 | 7564 | 0
Central_PV-1 | 7565 | 0
Central_PV-1 | 7566 | 0
Central_PV-1 | 7567 | 0
Central_PV-1 | 7568 | 0.0297
Central_PV-1 | 7569 | 0.1044
Central_PV-1 | 7570 | 0.0873
Central_PV-1 | 7571 | 0.1458
Central_PV-1 | 7572 | 0.1476
Central_PV-1 | 7573 | 0.1098
Central_PV-1 | 7574 | 0.1629
Central_PV-1 | 7575 | 0.2007
Central_PV-1 | 7576 | 0.0837
Central_PV-1 | 7577 | 0.0126
Central_PV-1 | 7578 | 0
Central_PV-1 | 7579 | 0
Central_PV-1 | 7580 | 0
Central_PV-1 | 7581 | 0
Central_PV-1 | 7582 | 0
Central_PV-1 | 7583 | 0
Central_PV-1 | 7584 | 0
Central_PV-1 | 7585 | 0
Central_PV-1 | 7586 | 0
Central_PV-1 | 7587 | 0
Central_PV-1 | 7588 | 0
Central_PV-1 | 7589 | 0
Central_PV-1 | 7590 | 0
Central_PV-1 | 7591 | 0
Central_PV-1 | 7592 | 0.0531
Central_PV-1 | 7593 | 0.1809
Central_PV-1 | 7594 | 0.3339
Central_PV-1 | 7595 | 0.432
Central_PV-1 | 7596 | 0.4401
Central_PV-1 | 7597 | 0.4284
Central_PV-1 | 7598 | 0.3186
Central_PV-1 | 7599 | 0.2979
Central_PV-1 | 7600 | 0.0585
Central_PV-1 | 7601 | 0.0126
Central_PV-1 | 7602 | 0
Central_PV-1 | 7603 | 0
Central_PV-1 | 7604 | 0
Central_PV-1 | 7605 | 0
Central_PV-1 | 7606 | 0
Central_PV-1 | 7607 | 0
Central_PV-1 | 7608 | 0
Central_PV-1 | 7609 | 0
Central_PV-1 | 7610 | 0
Central_PV-1 | 7611 | 0
Central_PV-1 | 7612 | 0
Central_PV-1 | 7613 | 0
Central_PV-1 | 7614 | 0
Central_PV-1 | 7615 | 0
Central_PV-1 | 7616 | 0.0567
Central_PV-1 | 7617 | 0.2079
Central_PV-1 | 7618 | 0.3303
Central_PV-1 | 7619 | 0.4275
Central_PV-1 | 7620 | 0.4725
Central_PV-1 | 7621 | 0.4653
Central_PV-1 | 7622 | 0.405
Central_PV-1 | 7623 | 0.2979
Central_PV-1 | 7624 | 0.054
Central_PV-1 | 7625 | 0.0108
Central_PV-1 | 7626 | 0
Central_PV-1 | 7627 | 0
Central_PV-1 | 7628 | 0
Central_PV-1 | 7629 | 0
Central_PV-1 | 7630 | 0
Central_PV-1 | 7631 | 0
Central_PV-1 | 7632 | 0
Central_PV-1 | 7633 | 0
Central_PV-1 | 7634 | 0
Central_PV-1 | 7635 | 0
Central_PV-1 | 7636 | 0
Central_PV-1 | 7637 | 0
Central_PV-1 | 7638 | 0
Central_PV-1 | 7639 | 0
Central_PV-1 | 7640 | 0.0531
Central_PV-1 | 7641 | 0.2052
Central_PV-1 | 7642 | 0.3006
Central_PV-1 | 7643 | 0.4149
Central_PV-1 | 7644 | 0.4689
Central_PV-1 | 7645 | 0.4662
Central_PV-1 | 7646 | 0.3942
Central_PV-1 | 7647 | 0.2934
Central_PV-1 | 7648 | 0.054
Central_PV-1 | 7649 | 0.009
Central_PV-1 | 7650 | 0
Central_PV-1 | 7651 | 0
Central_PV-1 | 7652 | 0
Central_PV-1 | 7653 | 0
Central_PV-1 | 7654 | 0
Central_PV-1 | 7655 | 0
Central_PV-1 | 7656 | 0
Central_PV-1 | 7657 | 0
Central_PV-1 | 7658 | 0
Central_PV-1 | 7659 | 0
Central_PV-1 | 7660 | 0
Central_PV-1 | 7661 | 0
Central_PV-1 | 7662 | 0
Central_PV-1 | 7663 | 0
Central_PV-1 | 7664 | 0.0495
Central_PV-1 | 7665 | 0.2034
Central_PV-1 | 7666 | 0.3294
Central_PV-1 | 7667 | 0.3321
Central_PV-1 | 7668 | 0.4383
Central_PV-1 | 7669 | 0.4581
Central_PV-1 | 7670 | 0.3942
Central_PV-1 | 7671 | 0.2907
Central_PV-1 | 7672 | 0.0558
Central_PV-1 | 7673 | 0
Central_PV-1 | 7674 | 0
Central_PV-1 | 7675 | 0
Central_PV-1 | 7676 | 0
Central_PV-1 | 7677 | 0
Central_PV-1 | 7678 | 0
Central_PV-1 | 7679 | 0
Central_PV-1 | 7680 | 0
Central_PV-1 | 7681 | 0
Central_PV-1 | 7682 | 0
Central_PV-1 | 7683 | 0
Central_PV-1 | 7684 | 0
Central_PV-1 | 7685 | 0
Central_PV-1 | 7686 | 0
Central_PV-1 | 7687 | 0
Central_PV-1 | 7688 | 0.0477
Central_PV-1 | 7689 | 0.1989
Central_PV-1 | 7690 | 0.3294
Central_PV-1 | 7691 | 0.405
Central_PV-1 | 7692 | 0.4446
Central_PV-1 | 7693 | 0.396
Central_PV-1 | 7694 | 0.2232
Central_PV-1 | 7695 | 0.243
Central_PV-1 | 7696 | 0.0603
Central_PV-1 | 7697 | 0
Central_PV-1 | 7698 | 0
Central_PV-1 | 7699 | 0
Central_PV-1 | 7700 | 0
Central_PV-1 | 7701 | 0
Central_PV-1 | 7702 | 0
Central_PV-1 | 7703 | 0
Central_PV-1 | 7704 | 0
Central_PV-1 | 7705 | 0
Central_PV-1 | 7706 | 0
Central_PV-1 | 7707 | 0
Central_PV-1 | 7708 | 0
Central_PV-1 | 7709 | 0
Central_PV-1 | 7710 | 0
Central_PV-1 | 7711 | 0
Central_PV-1 | 7712 | 0.0459
Central_PV-1 | 7713 | 0.1962
Central_PV-1 | 7714 | 0.3267
Central_PV-1 | 7715 | 0.414
Central_PV-1 | 7716 | 0.4572
Central_PV-1 | 7717 | 0.4572
Central_PV-1 | 7718 | 0.3897
Central_PV-1 | 7719 | 0.2772
Central_PV-1 | 7720 | 0.0459
Central_PV-1 | 7721 | 0
Central_PV-1 | 7722 | 0
Central_PV-1 | 7723 | 0
Central_PV-1 | 7724 | 0
Central_PV-1 | 7725 | 0
Central_PV-1 | 7726 | 0
Central_PV-1 | 7727 | 0
Central_PV-1 | 7728 | 0
Central_PV-1 | 7729 | 0
Central_PV-1 | 7730 | 0
Central_PV-1 | 7731 | 0
Central_PV-1 | 7732 | 0
Central_PV-1 | 7733 | 0
Central_PV-1 | 7734 | 0
Central_PV-1 | 7735 | 0
Central_PV-1 | 7736 | 0.0387
Central_PV-1 | 7737 | 0.189
Central_PV-1 | 7738 | 0.3168
Central_PV-1 | 7739 | 0.3978
Central_PV-1 | 7740 | 0.4464
Central_PV-1 | 7741 | 0.4446
Central_PV-1 | 7742 | 0.3213
Central_PV-1 | 7743 | 0.2574
Central_PV-1 | 7744 | 0.0657
Central_PV-1 | 7745 | 0
Central_PV-1 | 7746 | 0
Central_PV-1 | 7747 | 0
Central_PV-1 | 7748 | 0
Central_PV-1 | 7749 | 0
Central_PV-1 | 7750 | 0
Central_PV-1 | 7751 | 0
Central_PV-1 | 7752 | 0
Central_PV-1 | 7753 | 0
Central_PV-1 | 7754 | 0
Central_PV-1 | 7755 | 0
Central_PV-1 | 7756 | 0
Central_PV-1 | 7757 | 0
Central_PV-1 | 7758 | 0
Central_PV-1 | 7759 | 0
Central_PV-1 | 7760 | 0.0225
Central_PV-1 | 7761 | 0.0891
Central_PV-1 | 7762 | 0.0279
Central_PV-1 | 7763 | 0.0387
Central_PV-1 | 7764 | 0.0405
Central_PV-1 | 7765 | 0.1035
Central_PV-1 | 7766 | 0.0495
Central_PV-1 | 7767 | 0.0252
Central_PV-1 | 7768 | 0.0126
Central_PV-1 | 7769 | 0
Central_PV-1 | 7770 | 0
Central_PV-1 | 7771 | 0
Central_PV-1 | 7772 | 0
Central_PV-1 | 7773 | 0
Central_PV-1 | 7774 | 0
Central_PV-1 | 7775 | 0
Central_PV-1 | 7776 | 0
Central_PV-1 | 7777 | 0
Central_PV-1 | 7778 | 0
Central_PV-1 | 7779 | 0
Central_PV-1 | 7780 | 0
Central_PV-1 | 7781 | 0
Central_PV-1 | 7782 | 0
Central_PV-1 | 7783 | 0
Central_PV-1 | 7784 | 0.0414
Central_PV-1 | 7785 | 0.099
Central_PV-1 | 7786 | 0.1269
Central_PV-1 | 7787 | 0.0576
Central_PV-1 | 7788 | 0.0882
Central_PV-1 | 7789 | 0.0396
Central_PV-1 | 7790 | 0.0477
Central_PV-1 | 7791 | 0.1116
Central_PV-1 | 7792 | 0.0756
Central_PV-1 | 7793 | 0
Central_PV-1 | 7794 | 0
Central_PV-1 | 7795 | 0
Central_PV-1 | 7796 | 0
Central_PV-1 | 7797 | 0
Central_PV-1 | 7798 | 0
Central_PV-1 | 7799 | 0
Central_PV-1 | 7800 | 0
Central_PV-1 | 7801 | 0
Central_PV-1 | 7802 | 0
Central_PV-1 | 7803 | 0
Central_PV-1 | 7804 | 0
Central_PV-1 | 7805 | 0
Central_PV-1 | 7806 | 0
Central_PV-1 | 7807 | 0
Central_PV-1 | 7808 | 0.0243
Central_PV-1 | 7809 | 0.1422
Central_PV-1 | 7810 | 0.2403
Central_PV-1 | 7811 | 0.3231
Central_PV-1 | 7812 | 0.432
Central_PV-1 | 7813 | 0.4194
Central_PV-1 | 7814 | 0.3663
Central_PV-1 | 7815 | 0.2448
Central_PV-1 | 7816 | 0.0747
Central_PV-1 | 7817 | 0
Central_PV-1 | 7818 | 0
Central_PV-1 | 7819 | 0
Central_PV-1 | 7820 | 0
Central_PV-1 | 7821 | 0
Central_PV-1 | 7822 | 0
Central_PV-1 | 7823 | 0
Central_PV-1 | 7824 | 0
Central_PV-1 | 7825 | 0
Central_PV-1 | 7826 | 0
Central_PV-1 | 7827 | 0
Central_PV-1 | 7828 | 0
Central_PV-1 | 7829 | 0
Central_PV-1 | 7830 | 0
Central_PV-1 | 7831 | 0
Central_PV-1 | 7832 | 0.0333
Central_PV-1 | 7833 | 0.0162
Central_PV-1 | 7834 | 0.0486
Central_PV-1 | 7835 | 0.0351
Central_PV-1 | 7836 | 0.0882
Central_PV-1 | 7837 | 0.3105
Central_PV-1 | 7838 | 0.1206
Central_PV-1 | 7839 | 0.1476
Central_PV-1 | 7840 | 0.0558
Central_PV-1 | 7841 | 0
Central_PV-1 | 7842 | 0
Central_PV-1 | 7843 | 0
Central_PV-1 | 7844 | 0
Central_PV-1 | 7845 | 0
Central_PV-1 | 7846 | 0
Central_PV-1 | 7847 | 0
Central_PV-1 | 7848 | 0
Central_PV-1 | 7849 | 0
Central_PV-1 | 7850 | 0
Central_PV-1 | 7851 | 0
Central_PV-1 | 7852 | 0
Central_PV-1 | 7853 | 0
Central_PV-1 | 7854 | 0
Central_PV-1 | 7855 | 0
Central_PV-1 | 7856 | 0.0207
Central_PV-1 | 7857 | 0.108
Central_PV-1 | 7858 | 0.027
Central_PV-1 | 7859 | 0.0468
Central_PV-1 | 7860 | 0.1701
Central_PV-1 | 7861 | 0.2106
Central_PV-1 | 7862 | 0.1404
Central_PV-1 | 7863 | 0.1044
Central_PV-1 | 7864 | 0.0549
Central_PV-1 | 7865 | 0
Central_PV-1 | 7866 | 0
Central_PV-1 | 7867 | 0
Central_PV-1 | 7868 | 0
Central_PV-1 | 7869 | 0
Central_PV-1 | 7870 | 0
Central_PV-1 | 7871 | 0
Central_PV-1 | 7872 | 0
Central_PV-1 | 7873 | 0
Central_PV-1 | 7874 | 0
Central_PV-1 | 7875 | 0
Central_PV-1 | 7876 | 0
Central_PV-1 | 7877 | 0
Central_PV-1 | 7878 | 0
Central_PV-1 | 7879 | 0
Central_PV-1 | 7880 | 0.0207
Central_PV-1 | 7881 | 0.1071
Central_PV-1 | 7882 | 0.2691
Central_PV-1 | 7883 | 0.333
Central_PV-1 | 7884 | 0.3213
Central_PV-1 | 7885 | 0.378
Central_PV-1 | 7886 | 0.1827
Central_PV-1 | 7887 | 0.1305
Central_PV-1 | 7888 | 0.0405
Central_PV-1 | 7889 | 0
Central_PV-1 | 7890 | 0
Central_PV-1 | 7891 | 0
Central_PV-1 | 7892 | 0
Central_PV-1 | 7893 | 0
Central_PV-1 | 7894 | 0
Central_PV-1 | 7895 | 0
Central_PV-1 | 7896 | 0
Central_PV-1 | 7897 | 0
Central_PV-1 | 7898 | 0
Central_PV-1 | 7899 | 0
Central_PV-1 | 7900 | 0
Central_PV-1 | 7901 | 0
Central_PV-1 | 7902 | 0
Central_PV-1 | 7903 | 0
Central_PV-1 | 7904 | 0.0171
Central_PV-1 | 7905 | 0.1404
Central_PV-1 | 7906 | 0.2727
Central_PV-1 | 7907 | 0.3726
Central_PV-1 | 7908 | 0.4266
Central_PV-1 | 7909 | 0.4239
Central_PV-1 | 7910 | 0.3627
Central_PV-1 | 7911 | 0.2646
Central_PV-1 | 7912 | 0.0531
Central_PV-1 | 7913 | 0
Central_PV-1 | 7914 | 0
Central_PV-1 | 7915 | 0
Central_PV-1 | 7916 | 0
Central_PV-1 | 7917 | 0
Central_PV-1 | 7918 | 0
Central_PV-1 | 7919 | 0
Central_PV-1 | 7920 | 0
Central_PV-1 | 7921 | 0
Central_PV-1 | 7922 | 0
Central_PV-1 | 7923 | 0
Central_PV-1 | 7924 | 0
Central_PV-1 | 7925 | 0
Central_PV-1 | 7926 | 0
Central_PV-1 | 7927 | 0
Central_PV-1 | 7928 | 0.0234
Central_PV-1 | 7929 | 0.1638
Central_PV-1 | 7930 | 0.2943
Central_PV-1 | 7931 | 0.3834
Central_PV-1 | 7932 | 0.4275
Central_PV-1 | 7933 | 0.4275
Central_PV-1 | 7934 | 0.3618
Central_PV-1 | 7935 | 0.2655
Central_PV-1 | 7936 | 0.0522
Central_PV-1 | 7937 | 0
Central_PV-1 | 7938 | 0
Central_PV-1 | 7939 | 0
Central_PV-1 | 7940 | 0
Central_PV-1 | 7941 | 0
Central_PV-1 | 7942 | 0
Central_PV-1 | 7943 | 0
Central_PV-1 | 7944 | 0
Central_PV-1 | 7945 | 0
Central_PV-1 | 7946 | 0
Central_PV-1 | 7947 | 0
Central_PV-1 | 7948 | 0
Central_PV-1 | 7949 | 0
Central_PV-1 | 7950 | 0
Central_PV-1 | 7951 | 0
Central_PV-1 | 7952 | 0.0207
Central_PV-1 | 7953 | 0.1512
Central_PV-1 | 7954 | 0.1341
Central_PV-1 | 7955 | 0.2232
Central_PV-1 | 7956 | 0.3987
Central_PV-1 | 7957 | 0.4032
Central_PV-1 | 7958 | 0.1737
Central_PV-1 | 7959 | 0.1449
Central_PV-1 | 7960 | 0.0495
Central_PV-1 | 7961 | 0
Central_PV-1 | 7962 | 0
Central_PV-1 | 7963 | 0
Central_PV-1 | 7964 | 0
Central_PV-1 | 7965 | 0
Central_PV-1 | 7966 | 0
Central_PV-1 | 7967 | 0
Central_PV-1 | 7968 | 0
Central_PV-1 | 7969 | 0
Central_PV-1 | 7970 | 0
Central_PV-1 | 7971 | 0
Central_PV-1 | 7972 | 0
Central_PV-1 | 7973 | 0
Central_PV-1 | 7974 | 0
Central_PV-1 | 7975 | 0
Central_PV-1 | 7976 | 0.0189
Central_PV-1 | 7977 | 0.1404
Central_PV-1 | 7978 | 0.2817
Central_PV-1 | 7979 | 0.3537
Central_PV-1 | 7980 | 0.3636
Central_PV-1 | 7981 | 0.414
Central_PV-1 | 7982 | 0.3564
Central_PV-1 | 7983 | 0.2583
Central_PV-1 | 7984 | 0.0531
Central_PV-1 | 7985 | 0
Central_PV-1 | 7986 | 0
Central_PV-1 | 7987 | 0
Central_PV-1 | 7988 | 0
Central_PV-1 | 7989 | 0
Central_PV-1 | 7990 | 0
Central_PV-1 | 7991 | 0
Central_PV-1 | 7992 | 0
Central_PV-1 | 7993 | 0
Central_PV-1 | 7994 | 0
Central_PV-1 | 7995 | 0
Central_PV-1 | 7996 | 0
Central_PV-1 | 7997 | 0
Central_PV-1 | 7998 | 0
Central_PV-1 | 7999 | 0
Central_PV-1 | 8000 | 0.0189
Central_PV-1 | 8001 | 0.1611
Central_PV-1 | 8002 | 0.2781
Central_PV-1 | 8003 | 0.3357
Central_PV-1 | 8004 | 0.4131
Central_PV-1 | 8005 | 0.4167
Central_PV-1 | 8006 | 0.3708
Central_PV-1 | 8007 | 0.2655
Central_PV-1 | 8008 | 0.0522
Central_PV-1 | 8009 | 0
Central_PV-1 | 8010 | 0
Central_PV-1 | 8011 | 0
Central_PV-1 | 8012 | 0
Central_PV-1 | 8013 | 0
Central_PV-1 | 8014 | 0
Central_PV-1 | 8015 | 0
Central_PV-1 | 8016 | 0
Central_PV-1 | 8017 | 0
Central_PV-1 | 8018 | 0
Central_PV-1 | 8019 | 0
Central_PV-1 | 8020 | 0
Central_PV-1 | 8021 | 0
Central_PV-1 | 8022 | 0
Central_PV-1 | 8023 | 0
Central_PV-1 | 8024 | 0.0027
Central_PV-1 | 8025 | 0.1485
Central_PV-1 | 8026 | 0.2727
Central_PV-1 | 8027 | 0.3879
Central_PV-1 | 8028 | 0.4149
Central_PV-1 | 8029 | 0.4266
Central_PV-1 | 8030 | 0.3717
Central_PV-1 | 8031 | 0.2655
Central_PV-1 | 8032 | 0.0468
Central_PV-1 | 8033 | 0
Central_PV-1 | 8034 | 0
Central_PV-1 | 8035 | 0
Central_PV-1 | 8036 | 0
Central_PV-1 | 8037 | 0
Central_PV-1 | 8038 | 0
Central_PV-1 | 8039 | 0
Central_PV-1 | 8040 | 0
Central_PV-1 | 8041 | 0
Central_PV-1 | 8042 | 0
Central_PV-1 | 8043 | 0
Central_PV-1 | 8044 | 0
Central_PV-1 | 8045 | 0
Central_PV-1 | 8046 | 0
Central_PV-1 | 8047 | 0
Central_PV-1 | 8048 | 0.0027
Central_PV-1 | 8049 | 0.1584
Central_PV-1 | 8050 | 0.2331
Central_PV-1 | 8051 | 0.2619
Central_PV-1 | 8052 | 0.3978
Central_PV-1 | 8053 | 0.29975
Central_PV-1 | 8054 | 0.1125
Central_PV-1 | 8055 | 0.1206
Central_PV-1 | 8056 | 0.0585
Central_PV-1 | 8057 | 0
Central_PV-1 | 8058 | 0
Central_PV-1 | 8059 | 0
Central_PV-1 | 8060 | 0
Central_PV-1 | 8061 | 0
Central_PV-1 | 8062 | 0
Central_PV-1 | 8063 | 0
Central_PV-1 | 8064 | 0
Central_PV-1 | 8065 | 0
Central_PV-1 | 8066 | 0
Central_PV-1 | 8067 | 0
Central_PV-1 | 8068 | 0
Central_PV-1 | 8069 | 0
Central_PV-1 | 8070 | 0
Central_PV-1 | 8071 | 0
Central_PV-1 | 8072 | 0.0018
Central_PV-1 | 8073 | 0.1476
Central_PV-1 | 8074 | 0.2601
Central_PV-1 | 8075 | 0.3672
Central_PV-1 | 8076 | 0.4212
Central_PV-1 | 8077 | 0.4077
Central_PV-1 | 8078 | 0.3537
Central_PV-1 | 8079 | 0.2601
Central_PV-1 | 8080 | 0.0513
Central_PV-1 | 8081 | 0
Central_PV-1 | 8082 | 0
Central_PV-1 | 8083 | 0
Central_PV-1 | 8084 | 0
Central_PV-1 | 8085 | 0
Central_PV-1 | 8086 | 0
Central_PV-1 | 8087 | 0
Central_PV-1 | 8088 | 0
Central_PV-1 | 8089 | 0
Central_PV-1 | 8090 | 0
Central_PV-1 | 8091 | 0
Central_PV-1 | 8092 | 0
Central_PV-1 | 8093 | 0
Central_PV-1 | 8094 | 0
Central_PV-1 | 8095 | 0
Central_PV-1 | 8096 | 0.0018
Central_PV-1 | 8097 | 0.1548
Central_PV-1 | 8098 | 0.2781
Central_PV-1 | 8099 | 0.3708
Central_PV-1 | 8100 | 0.3843
Central_PV-1 | 8101 | 0.378
Central_PV-1 | 8102 | 0.3555
Central_PV-1 | 8103 | 0.2583
Central_PV-1 | 8104 | 0.045
Central_PV-1 | 8105 | 0
Central_PV-1 | 8106 | 0
Central_PV-1 | 8107 | 0
Central_PV-1 | 8108 | 0
Central_PV-1 | 8109 | 0
Central_PV-1 | 8110 | 0
Central_PV-1 | 8111 | 0
Central_PV-1 | 8112 | 0
Central_PV-1 | 8113 | 0
Central_PV-1 | 8114 | 0
Central_PV-1 | 8115 | 0
Central_PV-1 | 8116 | 0
Central_PV-1 | 8117 | 0
Central_PV-1 | 8118 | 0
Central_PV-1 | 8119 | 0
Central_PV-1 | 8120 | 0
Central_PV-1 | 8121 | 0.0693
Central_PV-1 | 8122 | 0.2124
Central_PV-1 | 8123 | 0.3258
Central_PV-1 | 8124 | 0.4041
Central_PV-1 | 8125 | 0.2493
Central_PV-1 | 8126 | 0.2385
Central_PV-1 | 8127 | 0.1782
Central_PV-1 | 8128 | 0.0648
Central_PV-1 | 8129 | 0
Central_PV-1 | 8130 | 0
Central_PV-1 | 8131 | 0
Central_PV-1 | 8132 | 0
Central_PV-1 | 8133 | 0
Central_PV-1 | 8134 | 0
Central_PV-1 | 8135 | 0
Central_PV-1 | 8136 | 0
Central_PV-1 | 8137 | 0
Central_PV-1 | 8138 | 0
Central_PV-1 | 8139 | 0
Central_PV-1 | 8140 | 0
Central_PV-1 | 8141 | 0
Central_PV-1 | 8142 | 0
Central_PV-1 | 8143 | 0
Central_PV-1 | 8144 | 0
Central_PV-1 | 8145 | 0.153
Central_PV-1 | 8146 | 0.2205
Central_PV-1 | 8147 | 0.3672
Central_PV-1 | 8148 | 0.4275
Central_PV-1 | 8149 | 0.36
Central_PV-1 | 8150 | 0.3105
Central_PV-1 | 8151 | 0.1062
Central_PV-1 | 8152 | 0.0198
Central_PV-1 | 8153 | 0
Central_PV-1 | 8154 | 0
Central_PV-1 | 8155 | 0
Central_PV-1 | 8156 | 0
Central_PV-1 | 8157 | 0
Central_PV-1 | 8158 | 0
Central_PV-1 | 8159 | 0
Central_PV-1 | 8160 | 0
Central_PV-1 | 8161 | 0
Central_PV-1 | 8162 | 0
Central_PV-1 | 8163 | 0
Central_PV-1 | 8164 | 0
Central_PV-1 | 8165 | 0
Central_PV-1 | 8166 | 0
Central_PV-1 | 8167 | 0
Central_PV-1 | 8168 | 0
Central_PV-1 | 8169 | 0.0729
Central_PV-1 | 8170 | 0.09
Central_PV-1 | 8171 | 0.099
Central_PV-1 | 8172 | 0.2142
Central_PV-1 | 8173 | 0.0567
Central_PV-1 | 8174 | 0.0882
Central_PV-1 | 8175 | 0.1143
Central_PV-1 | 8176 | 0.0657
Central_PV-1 | 8177 | 0
Central_PV-1 | 8178 | 0
Central_PV-1 | 8179 | 0
Central_PV-1 | 8180 | 0
Central_PV-1 | 8181 | 0
Central_PV-1 | 8182 | 0
Central_PV-1 | 8183 | 0
Central_PV-1 | 8184 | 0
Central_PV-1 | 8185 | 0
Central_PV-1 | 8186 | 0
Central_PV-1 | 8187 | 0
Central_PV-1 | 8188 | 0
Central_PV-1 | 8189 | 0
Central_PV-1 | 8190 | 0
Central_PV-1 | 8191 | 0
Central_PV-1 | 8192 | 0
Central_PV-1 | 8193 | 0.1449
Central_PV-1 | 8194 | 0.2691
Central_PV-1 | 8195 | 0.3672
Central_PV-1 | 8196 | 0.423
Central_PV-1 | 8197 | 0.414
Central_PV-1 | 8198 | 0.3546
Central_PV-1 | 8199 | 0.252
Central_PV-1 | 8200 | 0.0468
Central_PV-1 | 8201 | 0
Central_PV-1 | 8202 | 0
Central_PV-1 | 8203 | 0
Central_PV-1 | 8204 | 0
Central_PV-1 | 8205 | 0
Central_PV-1 | 8206 | 0
Central_PV-1 | 8207 | 0
Central_PV-1 | 8208 | 0
Central_PV-1 | 8209 | 0
Central_PV-1 | 8210 | 0
Central_PV-1 | 8211 | 0
Central_PV-1 | 8212 | 0
Central_PV-1 | 8213 | 0
Central_PV-1 | 8214 | 0
Central_PV-1 | 8215 | 0
Central_PV-1 | 8216 | 0
Central_PV-1 | 8217 | 0.1422
Central_PV-1 | 8218 | 0.2664
Central_PV-1 | 8219 | 0.3627
Central_PV-1 | 8220 | 0.4131
Central_PV-1 | 8221 | 0.4104
Central_PV-1 | 8222 | 0.3537
Central_PV-1 | 8223 | 0.2484
Central_PV-1 | 8224 | 0.0522
Central_PV-1 | 8225 | 0
Central_PV-1 | 8226 | 0
Central_PV-1 | 8227 | 0
Central_PV-1 | 8228 | 0
Central_PV-1 | 8229 | 0
Central_PV-1 | 8230 | 0
Central_PV-1 | 8231 | 0
Central_PV-1 | 8232 | 0
Central_PV-1 | 8233 | 0
Central_PV-1 | 8234 | 0
Central_PV-1 | 8235 | 0
Central_PV-1 | 8236 | 0
Central_PV-1 | 8237 | 0
Central_PV-1 | 8238 | 0
Central_PV-1 | 8239 | 0
Central_PV-1 | 8240 | 0
Central_PV-1 | 8241 | 0.1314
Central_PV-1 | 8242 | 0.2268
Central_PV-1 | 8243 | 0.3573
Central_PV-1 | 8244 | 0.4095
Central_PV-1 | 8245 | 0.387
Central_PV-1 | 8246 | 0.3123
Central_PV-1 | 8247 | 0.2538
Central_PV-1 | 8248 | 0.0549
Central_PV-1 | 8249 | 0
Central_PV-1 | 8250 | 0
Central_PV-1 | 8251 | 0
Central_PV-1 | 8252 | 0
Central_PV-1 | 8253 | 0
Central_PV-1 | 8254 | 0
Central_PV-1 | 8255 | 0
Central_PV-1 | 8256 | 0
Central_PV-1 | 8257 | 0
Central_PV-1 | 8258 | 0
Central_PV-1 | 8259 | 0
Central_PV-1 | 8260 | 0
Central_PV-1 | 8261 | 0
Central_PV-1 | 8262 | 0
Central_PV-1 | 8263 | 0
Central_PV-1 | 8264 | 0
Central_PV-1 | 8265 | 0.10724
Central_PV-1 | 8266 | 0.0324
Central_PV-1 | 8267 | 0.0612
Central_PV-1 | 8268 | 0.036
Central_PV-1 | 8269 | 0.036
Central_PV-1 | 8270 | 0.0873
Central_PV-1 | 8271 | 0.0927
Central_PV-1 | 8272 | 0.0567
Central_PV-1 | 8273 | 0
Central_PV-1 | 8274 | 0
Central_PV-1 | 8275 | 0
Central_PV-1 | 8276 | 0
Central_PV-1 | 8277 | 0
Central_PV-1 | 8278 | 0
Central_PV-1 | 8279 | 0
Central_PV-1 | 8280 | 0
Central_PV-1 | 8281 | 0
Central_PV-1 | 8282 | 0
Central_PV-1 | 8283 | 0
Central_PV-1 | 8284 | 0
Central_PV-1 | 8285 | 0
Central_PV-1 | 8286 | 0
Central_PV-1 | 8287 | 0
Central_PV-1 | 8288 | 0
Central_PV-1 | 8289 | 0.1332
Central_PV-1 | 8290 | 0.2574
Central_PV-1 | 8291 | 0.3483
Central_PV-1 | 8292 | 0.4032
Central_PV-1 | 8293 | 0.3852
Central_PV-1 | 8294 | 0.3438
Central_PV-1 | 8295 | 0.2529
Central_PV-1 | 8296 | 0.0459
Central_PV-1 | 8297 | 0
Central_PV-1 | 8298 | 0
Central_PV-1 | 8299 | 0
Central_PV-1 | 8300 | 0
Central_PV-1 | 8301 | 0
Central_PV-1 | 8302 | 0
Central_PV-1 | 8303 | 0
Central_PV-1 | 8304 | 0
Central_PV-1 | 8305 | 0
Central_PV-1 | 8306 | 0
Central_PV-1 | 8307 | 0
Central_PV-1 | 8308 | 0
Central_PV-1 | 8309 | 0
Central_PV-1 | 8310 | 0
Central_PV-1 | 8311 | 0
Central_PV-1 | 8312 | 0
Central_PV-1 | 8313 | 0.1287
Central_PV-1 | 8314 | 0.2538
Central_PV-1 | 8315 | 0.3411
Central_PV-1 | 8316 | 0.387
Central_PV-1 | 8317 | 0.405
Central_PV-1 | 8318 | 0.3258
Central_PV-1 | 8319 | 0.2403
Central_PV-1 | 8320 | 0.0441
Central_PV-1 | 8321 | 0
Central_PV-1 | 8322 | 0
Central_PV-1 | 8323 | 0
Central_PV-1 | 8324 | 0
Central_PV-1 | 8325 | 0
Central_PV-1 | 8326 | 0
Central_PV-1 | 8327 | 0
Central_PV-1 | 8328 | 0
Central_PV-1 | 8329 | 0
Central_PV-1 | 8330 | 0
Central_PV-1 | 8331 | 0
Central_PV-1 | 8332 | 0
Central_PV-1 | 8333 | 0
Central_PV-1 | 8334 | 0
Central_PV-1 | 8335 | 0
Central_PV-1 | 8336 | 0
Central_PV-1 | 8337 | 0.1287
Central_PV-1 | 8338 | 0.1881
Central_PV-1 | 8339 | 0.1998
Central_PV-1 | 8340 | 0.243
Central_PV-1 | 8341 | 0.3186
Central_PV-1 | 8342 | 0.1836
Central_PV-1 | 8343 | 0.0369
Central_PV-1 | 8344 | 0.0576
Central_PV-1 | 8345 | 0
Central_PV-1 | 8346 | 0
Central_PV-1 | 8347 | 0
Central_PV-1 | 8348 | 0
Central_PV-1 | 8349 | 0
Central_PV-1 | 8350 | 0
Central_PV-1 | 8351 | 0
Central_PV-1 | 8352 | 0
Central_PV-1 | 8353 | 0
Central_PV-1 | 8354 | 0
Central_PV-1 | 8355 | 0
Central_PV-1 | 8356 | 0
Central_PV-1 | 8357 | 0
Central_PV-1 | 8358 | 0
Central_PV-1 | 8359 | 0
Central_PV-1 | 8360 | 0
Central_PV-1 | 8361 | 0.1026
Central_PV-1 | 8362 | 0.2547
Central_PV-1 | 8363 | 0.3465
Central_PV-1 | 8364 | 0.3564
Central_PV-1 | 8365 | 0.2574
Central_PV-1 | 8366 | 0.2286
Central_PV-1 | 8367 | 0.0225
Central_PV-1 | 8368 | 0.0486
Central_PV-1 | 8369 | 0
Central_PV-1 | 8370 | 0
Central_PV-1 | 8371 | 0
Central_PV-1 | 8372 | 0
Central_PV-1 | 8373 | 0
Central_PV-1 | 8374 | 0
Central_PV-1 | 8375 | 0
Central_PV-1 | 8376 | 0
Central_PV-1 | 8377 | 0
Central_PV-1 | 8378 | 0
Central_PV-1 | 8379 | 0
Central_PV-1 | 8380 | 0
Central_PV-1 | 8381 | 0
Central_PV-1 | 8382 | 0
Central_PV-1 | 8383 | 0
Central_PV-1 | 8384 | 0
Central_PV-1 | 8385 | 0.1143
Central_PV-1 | 8386 | 0.207
Central_PV-1 | 8387 | 0.1521
Central_PV-1 | 8388 | 0.2799
Central_PV-1 | 8389 | 0.0351
Central_PV-1 | 8390 | 0.3591
Central_PV-1 | 8391 | 0.2511
Central_PV-1 | 8392 | 0.045
Central_PV-1 | 8393 | 0
Central_PV-1 | 8394 | 0
Central_PV-1 | 8395 | 0
Central_PV-1 | 8396 | 0
Central_PV-1 | 8397 | 0
Central_PV-1 | 8398 | 0
Central_PV-1 | 8399 | 0
Central_PV-1 | 8400 | 0
Central_PV-1 | 8401 | 0
Central_PV-1 | 8402 | 0
Central_PV-1 | 8403 | 0
Central_PV-1 | 8404 | 0
Central_PV-1 | 8405 | 0
Central_PV-1 | 8406 | 0
Central_PV-1 | 8407 | 0
Central_PV-1 | 8408 | 0
Central_PV-1 | 8409 | 0.1269
Central_PV-1 | 8410 | 0.189
Central_PV-1 | 8411 | 0.1161
Central_PV-1 | 8412 | 0.072
Central_PV-1 | 8413 | 0.4104
Central_PV-1 | 8414 | 0.2025
Central_PV-1 | 8415 | 0.2511
Central_PV-1 | 8416 | 0.045
Central_PV-1 | 8417 | 0
Central_PV-1 | 8418 | 0
Central_PV-1 | 8419 | 0
Central_PV-1 | 8420 | 0
Central_PV-1 | 8421 | 0
Central_PV-1 | 8422 | 0
Central_PV-1 | 8423 | 0
Central_PV-1 | 8424 | 0
Central_PV-1 | 8425 | 0
Central_PV-1 | 8426 | 0
Central_PV-1 | 8427 | 0
Central_PV-1 | 8428 | 0
Central_PV-1 | 8429 | 0
Central_PV-1 | 8430 | 0
Central_PV-1 | 8431 | 0
Central_PV-1 | 8432 | 0
Central_PV-1 | 8433 | 0.0279
Central_PV-1 | 8434 | 0.189
Central_PV-1 | 8435 | 0.1809
Central_PV-1 | 8436 | 0.1521
Central_PV-1 | 8437 | 0.2754
Central_PV-1 | 8438 | 0.2763
Central_PV-1 | 8439 | 0.1395
Central_PV-1 | 8440 | 0.0666
Central_PV-1 | 8441 | 0
Central_PV-1 | 8442 | 0
Central_PV-1 | 8443 | 0
Central_PV-1 | 8444 | 0
Central_PV-1 | 8445 | 0
Central_PV-1 | 8446 | 0
Central_PV-1 | 8447 | 0
Central_PV-1 | 8448 | 0
Central_PV-1 | 8449 | 0
Central_PV-1 | 8450 | 0
Central_PV-1 | 8451 | 0
Central_PV-1 | 8452 | 0
Central_PV-1 | 8453 | 0
Central_PV-1 | 8454 | 0
Central_PV-1 | 8455 | 0
Central_PV-1 | 8456 | 0
Central_PV-1 | 8457 | 0.0657
Central_PV-1 | 8458 | 0.1224
Central_PV-1 | 8459 | 0.1431
Central_PV-1 | 8460 | 0.1386
Central_PV-1 | 8461 | 0.2439
Central_PV-1 | 8462 | 0.2502
Central_PV-1 | 8463 | 0.1305
Central_PV-1 | 8464 | 0.063
Central_PV-1 | 8465 | 0
Central_PV-1 | 8466 | 0
Central_PV-1 | 8467 | 0
Central_PV-1 | 8468 | 0
Central_PV-1 | 8469 | 0
Central_PV-1 | 8470 | 0
Central_PV-1 | 8471 | 0
Central_PV-1 | 8472 | 0
Central_PV-1 | 8473 | 0
Central_PV-1 | 8474 | 0
Central_PV-1 | 8475 | 0
Central_PV-1 | 8476 | 0
Central_PV-1 | 8477 | 0
Central_PV-1 | 8478 | 0
Central_PV-1 | 8479 | 0
Central_PV-1 | 8480 | 0
Central_PV-1 | 8481 | 0.0603
Central_PV-1 | 8482 | 0.0855
Central_PV-1 | 8483 | 0.2403
Central_PV-1 | 8484 | 0.3537
Central_PV-1 | 8485 | 0.2232
Central_PV-1 | 8486 | 0.2691
Central_PV-1 | 8487 | 0.1377
Central_PV-1 | 8488 | 0.0621
Central_PV-1 | 8489 | 0
Central_PV-1 | 8490 | 0
Central_PV-1 | 8491 | 0
Central_PV-1 | 8492 | 0
Central_PV-1 | 8493 | 0
Central_PV-1 | 8494 | 0
Central_PV-1 | 8495 | 0
Central_PV-1 | 8496 | 0
Central_PV-1 | 8497 | 0
Central_PV-1 | 8498 | 0
Central_PV-1 | 8499 | 0
Central_PV-1 | 8500 | 0
Central_PV-1 | 8501 | 0
Central_PV-1 | 8502 | 0
Central_PV-1 | 8503 | 0
Central_PV-1 | 8504 | 0
Central_PV-1 | 8505 | 0.0783
Central_PV-1 | 8506 | 0.2061
Central_PV-1 | 8507 | 0.2709
Central_PV-1 | 8508 | 0.3321
Central_PV-1 | 8509 | 0.3528
Central_PV-1 | 8510 | 0.3339
Central_PV-1 | 8511 | 0.1746
Central_PV-1 | 8512 | 0.0693
Central_PV-1 | 8513 | 0
Central_PV-1 | 8514 | 0
Central_PV-1 | 8515 | 0
Central_PV-1 | 8516 | 0
Central_PV-1 | 8517 | 0
Central_PV-1 | 8518 | 0
Central_PV-1 | 8519 | 0
Central_PV-1 | 8520 | 0
Central_PV-1 | 8521 | 0
Central_PV-1 | 8522 | 0
Central_PV-1 | 8523 | 0
Central_PV-1 | 8524 | 0
Central_PV-1 | 8525 | 0
Central_PV-1 | 8526 | 0
Central_PV-1 | 8527 | 0
Central_PV-1 | 8528 | 0
Central_PV-1 | 8529 | 0.0711
Central_PV-1 | 8530 | 0.0711
Central_PV-1 | 8531 | 0.0612
Central_PV-1 | 8532 | 0.045
Central_PV-1 | 8533 | 0.0603
Central_PV-1 | 8534 | 0.0315
Central_PV-1 | 8535 | 0.1683
Central_PV-1 | 8536 | 0.0558
Central_PV-1 | 8537 | 0
Central_PV-1 | 8538 | 0
Central_PV-1 | 8539 | 0
Central_PV-1 | 8540 | 0
Central_PV-1 | 8541 | 0
Central_PV-1 | 8542 | 0
Central_PV-1 | 8543 | 0
Central_PV-1 | 8544 | 0
Central_PV-1 | 8545 | 0
Central_PV-1 | 8546 | 0
Central_PV-1 | 8547 | 0
Central_PV-1 | 8548 | 0
Central_PV-1 | 8549 | 0
Central_PV-1 | 8550 | 0
Central_PV-1 | 8551 | 0
Central_PV-1 | 8552 | 0
Central_PV-1 | 8553 | 0.0531
Central_PV-1 | 8554 | 0.1233
Central_PV-1 | 8555 | 0.0441
Central_PV-1 | 8556 | 0.0441
Central_PV-1 | 8557 | 0.0432
Central_PV-1 | 8558 | 0.0369
Central_PV-1 | 8559 | 0.0612
Central_PV-1 | 8560 | 0.0585
Central_PV-1 | 8561 | 0
Central_PV-1 | 8562 | 0
Central_PV-1 | 8563 | 0
Central_PV-1 | 8564 | 0
Central_PV-1 | 8565 | 0
Central_PV-1 | 8566 | 0
Central_PV-1 | 8567 | 0
Central_PV-1 | 8568 | 0
Central_PV-1 | 8569 | 0
Central_PV-1 | 8570 | 0
Central_PV-1 | 8571 | 0
Central_PV-1 | 8572 | 0
Central_PV-1 | 8573 | 0
Central_PV-1 | 8574 | 0
Central_PV-1 | 8575 | 0
Central_PV-1 | 8576 | 0
Central_PV-1 | 8577 | 0.0729
Central_PV-1 | 8578 | 0.1818
Central_PV-1 | 8579 | 0.1989
Central_PV-1 | 8580 | 0.3528
Central_PV-1 | 8581 | 0.4095
Central_PV-1 | 8582 | 0.3609
Central_PV-1 | 8583 | 0.261
Central_PV-1 | 8584 | 0.0603
Central_PV-1 | 8585 | 0
Central_PV-1 | 8586 | 0
Central_PV-1 | 8587 | 0
Central_PV-1 | 8588 | 0
Central_PV-1 | 8589 | 0
Central_PV-1 | 8590 | 0
Central_PV-1 | 8591 | 0
Central_PV-1 | 8592 | 0
Central_PV-1 | 8593 | 0
Central_PV-1 | 8594 | 0
Central_PV-1 | 8595 | 0
Central_PV-1 | 8596 | 0
Central_PV-1 | 8597 | 0
Central_PV-1 | 8598 | 0
Central_PV-1 | 8599 | 0
Central_PV-1 | 8600 | 0
Central_PV-1 | 8601 | 0.099
Central_PV-1 | 8602 | 0.2466
Central_PV-1 | 8603 | 0.3105
Central_PV-1 | 8604 | 0.3798
Central_PV-1 | 8605 | 0.3789
Central_PV-1 | 8606 | 0.3204
Central_PV-1 | 8607 | 0.2349
Central_PV-1 | 8608 | 0.0441
Central_PV-1 | 8609 | 0
Central_PV-1 | 8610 | 0
Central_PV-1 | 8611 | 0
Central_PV-1 | 8612 | 0
Central_PV-1 | 8613 | 0
Central_PV-1 | 8614 | 0
Central_PV-1 | 8615 | 0
Central_PV-1 | 8616 | 0
Central_PV-1 | 8617 | 0
Central_PV-1 | 8618 | 0
Central_PV-1 | 8619 | 0
Central_PV-1 | 8620 | 0
Central_PV-1 | 8621 | 0
Central_PV-1 | 8622 | 0
Central_PV-1 | 8623 | 0
Central_PV-1 | 8624 | 0
Central_PV-1 | 8625 | 0.0954
Central_PV-1 | 8626 | 0.2268
Central_PV-1 | 8627 | 0.1629
Central_PV-1 | 8628 | 0.1386
Central_PV-1 | 8629 | 0.0621
Central_PV-1 | 8630 | 0.0441
Central_PV-1 | 8631 | 0.0414
Central_PV-1 | 8632 | 0.0603
Central_PV-1 | 8633 | 0
Central_PV-1 | 8634 | 0
Central_PV-1 | 8635 | 0
Central_PV-1 | 8636 | 0
Central_PV-1 | 8637 | 0
Central_PV-1 | 8638 | 0
Central_PV-1 | 8639 | 0
Central_PV-1 | 8640 | 0
Central_PV-1 | 8641 | 0
Central_PV-1 | 8642 | 0
Central_PV-1 | 8643 | 0
Central_PV-1 | 8644 | 0
Central_PV-1 | 8645 | 0
Central_PV-1 | 8646 | 0
Central_PV-1 | 8647 | 0
Central_PV-1 | 8648 | 0
Central_PV-1 | 8649 | 0.1116
Central_PV-1 | 8650 | 0.1908
Central_PV-1 | 8651 | 0.3141
Central_PV-1 | 8652 | 0.2997
Central_PV-1 | 8653 | 0.36
Central_PV-1 | 8654 | 0.3222
Central_PV-1 | 8655 | 0.1629
Central_PV-1 | 8656 | 0.0513
Central_PV-1 | 8657 | 0
Central_PV-1 | 8658 | 0
Central_PV-1 | 8659 | 0
Central_PV-1 | 8660 | 0
Central_PV-1 | 8661 | 0
Central_PV-1 | 8662 | 0
Central_PV-1 | 8663 | 0
Central_PV-1 | 8664 | 0
Central_PV-1 | 8665 | 0
Central_PV-1 | 8666 | 0
Central_PV-1 | 8667 | 0
Central_PV-1 | 8668 | 0
Central_PV-1 | 8669 | 0
Central_PV-1 | 8670 | 0
Central_PV-1 | 8671 | 0
Central_PV-1 | 8672 | 0
Central_PV-1 | 8673 | 0.1125
Central_PV-1 | 8674 | 0.207
Central_PV-1 | 8675 | 0.3078
Central_PV-1 | 8676 | 0.2925
Central_PV-1 | 8677 | 0.3879
Central_PV-1 | 8678 | 0.3528
Central_PV-1 | 8679 | 0.2664
Central_PV-1 | 8680 | 0.0594
Central_PV-1 | 8681 | 0
Central_PV-1 | 8682 | 0
Central_PV-1 | 8683 | 0
Central_PV-1 | 8684 | 0
Central_PV-1 | 8685 | 0
Central_PV-1 | 8686 | 0
Central_PV-1 | 8687 | 0
Central_PV-1 | 8688 | 0
Central_PV-1 | 8689 | 0
Central_PV-1 | 8690 | 0
Central_PV-1 | 8691 | 0
Central_PV-1 | 8692 | 0
Central_PV-1 | 8693 | 0
Central_PV-1 | 8694 | 0
Central_PV-1 | 8695 | 0
Central_PV-1 | 8696 | 0
Central_PV-1 | 8697 | 0.0594
Central_PV-1 | 8698 | 0.2259
Central_PV-1 | 8699 | 0.0324
Central_PV-1 | 8700 | 0.2826
Central_PV-1 | 8701 | 0.3114
Central_PV-1 | 8702 | 0.2781
Central_PV-1 | 8703 | 0.2691
Central_PV-1 | 8704 | 0.0468
Central_PV-1 | 8705 | 0
Central_PV-1 | 8706 | 0
Central_PV-1 | 8707 | 0
Central_PV-1 | 8708 | 0
Central_PV-1 | 8709 | 0
Central_PV-1 | 8710 | 0
Central_PV-1 | 8711 | 0
Central_PV-1 | 8712 | 0
Central_PV-1 | 8713 | 0
Central_PV-1 | 8714 | 0
Central_PV-1 | 8715 | 0
Central_PV-1 | 8716 | 0
Central_PV-1 | 8717 | 0
Central_PV-1 | 8718 | 0
Central_PV-1 | 8719 | 0
Central_PV-1 | 8720 | 0
Central_PV-1 | 8721 | 0.0135
Central_PV-1 | 8722 | 0.1521
Central_PV-1 | 8723 | 0.3006
Central_PV-1 | 8724 | 0.4032
Central_PV-1 | 8725 | 0.3798
Central_PV-1 | 8726 | 0.2871
Central_PV-1 | 8727 | 0.1359
Central_PV-1 | 8728 | 0.0603
Central_PV-1 | 8729 | 0
Central_PV-1 | 8730 | 0
Central_PV-1 | 8731 | 0
Central_PV-1 | 8732 | 0
Central_PV-1 | 8733 | 0
Central_PV-1 | 8734 | 0
Central_PV-1 | 8735 | 0
Central_PV-1 | 8736 | 0
Central_PV-1 | 8737 | 0
Central_PV-1 | 8738 | 0
Central_PV-1 | 8739 | 0
Central_PV-1 | 8740 | 0
Central_PV-1 | 8741 | 0
Central_PV-1 | 8742 | 0
Central_PV-1 | 8743 | 0
Central_PV-1 | 8744 | 0
Central_PV-1 | 8745 | 0.1134
Central_PV-1 | 8746 | 0.243
Central_PV-1 | 8747 | 0.342
Central_PV-1 | 8748 | 0.3969
Central_PV-1 | 8749 | 0.4032
Central_PV-1 | 8750 | 0.3627
Central_PV-1 | 8751 | 0.2691
Central_PV-1 | 8752 | 0.0522
Central_PV-1 | 8753 | 0
Central_PV-1 | 8754 | 0
Central_PV-1 | 8755 | 0
Central_PV-1 | 8756 | 0
Central_PV-1 | 8757 | 0
Central_PV-1 | 8758 | 0
Central_PV-1 | 8759 | 0
Central_PV-1 | 8760 | 0
Central_PV-2 | 1 | 0
Central_PV-2 | 2 | 0
Central_PV-2 | 3 | 0
Central_PV-2 | 4 | 0
Central_PV-2 | 5 | 0
Central_PV-2 | 6 | 0
Central_PV-2 | 7 | 0
Central_PV-2 | 8 | 0
Central_PV-2 | 9 | 0.0828
Central_PV-2 | 10 | 0.1746
Central_PV-2 | 11 | 0.2511
Central_PV-2 | 12 | 0.3114
Central_PV-2 | 13 | 0.3708
Central_PV-2 | 14 | 0.3645
Central_PV-2 | 15 | 0.2538
Central_PV-2 | 16 | 0.0756
Central_PV-2 | 17 | 0
Central_PV-2 | 18 | 0
Central_PV-2 | 19 | 0
Central_PV-2 | 20 | 0
Central_PV-2 | 21 | 0
Central_PV-2 | 22 | 0
Central_PV-2 | 23 | 0
Central_PV-2 | 24 | 0
Central_PV-2 | 25 | 0
Central_PV-2 | 26 | 0
Central_PV-2 | 27 | 0
Central_PV-2 | 28 | 0
Central_PV-2 | 29 | 0
Central_PV-2 | 30 | 0
Central_PV-2 | 31 | 0
Central_PV-2 | 32 | 0
Central_PV-2 | 33 | 0.0864
Central_PV-2 | 34 | 0.1422
Central_PV-2 | 35 | 0.1638
Central_PV-2 | 36 | 0.2565
Central_PV-2 | 37 | 0.3195
Central_PV-2 | 38 | 0.1521
Central_PV-2 | 39 | 0.1278
Central_PV-2 | 40 | 0.0531
Central_PV-2 | 41 | 0
Central_PV-2 | 42 | 0
Central_PV-2 | 43 | 0
Central_PV-2 | 44 | 0
Central_PV-2 | 45 | 0
Central_PV-2 | 46 | 0
Central_PV-2 | 47 | 0
Central_PV-2 | 48 | 0
Central_PV-2 | 49 | 0
Central_PV-2 | 50 | 0
Central_PV-2 | 51 | 0
Central_PV-2 | 52 | 0
Central_PV-2 | 53 | 0
Central_PV-2 | 54 | 0
Central_PV-2 | 55 | 0
Central_PV-2 | 56 | 0
Central_PV-2 | 57 | 0.072
Central_PV-2 | 58 | 0.1152
Central_PV-2 | 59 | 0.3393
Central_PV-2 | 60 | 0.4032
Central_PV-2 | 61 | 0.4104
Central_PV-2 | 62 | 0.1935
Central_PV-2 | 63 | 0.2664
Central_PV-2 | 64 | 0.1188
Central_PV-2 | 65 | 0.0099
Central_PV-2 | 66 | 0
Central_PV-2 | 67 | 0
Central_PV-2 | 68 | 0
Central_PV-2 | 69 | 0
Central_PV-2 | 70 | 0
Central_PV-2 | 71 | 0
Central_PV-2 | 72 | 0
Central_PV-2 | 73 | 0
Central_PV-2 | 74 | 0
Central_PV-2 | 75 | 0
Central_PV-2 | 76 | 0
Central_PV-2 | 77 | 0
Central_PV-2 | 78 | 0
Central_PV-2 | 79 | 0
Central_PV-2 | 80 | 0
Central_PV-2 | 81 | 0.1089
Central_PV-2 | 82 | 0.0747
Central_PV-2 | 83 | 0.2565
Central_PV-2 | 84 | 0.3573
Central_PV-2 | 85 | 0.3726
Central_PV-2 | 86 | 0.3618
Central_PV-2 | 87 | 0.27
Central_PV-2 | 88 | 0.1512
Central_PV-2 | 89 | 0.0117
Central_PV-2 | 90 | 0
Central_PV-2 | 91 | 0
Central_PV-2 | 92 | 0
Central_PV-2 | 93 | 0
Central_PV-2 | 94 | 0
Central_PV-2 | 95 | 0
Central_PV-2 | 96 | 0
Central_PV-2 | 97 | 0
Central_PV-2 | 98 | 0
Central_PV-2 | 99 | 0
Central_PV-2 | 100 | 0
Central_PV-2 | 101 | 0
Central_PV-2 | 102 | 0
Central_PV-2 | 103 | 0
Central_PV-2 | 104 | 0
Central_PV-2 | 105 | 0.1143
Central_PV-2 | 106 | 0.2268
Central_PV-2 | 107 | 0.2574
Central_PV-2 | 108 | 0.3447
Central_PV-2 | 109 | 0.2277
Central_PV-2 | 110 | 0.306
Central_PV-2 | 111 | 0.1746
Central_PV-2 | 112 | 0.1602
Central_PV-2 | 113 | 0.0126
Central_PV-2 | 114 | 0
Central_PV-2 | 115 | 0
Central_PV-2 | 116 | 0
Central_PV-2 | 117 | 0
Central_PV-2 | 118 | 0
Central_PV-2 | 119 | 0
Central_PV-2 | 120 | 0
Central_PV-2 | 121 | 0
Central_PV-2 | 122 | 0
Central_PV-2 | 123 | 0
Central_PV-2 | 124 | 0
Central_PV-2 | 125 | 0
Central_PV-2 | 126 | 0
Central_PV-2 | 127 | 0
Central_PV-2 | 128 | 0
Central_PV-2 | 129 | 0.0513
Central_PV-2 | 130 | 0.1197
Central_PV-2 | 131 | 0.1827
Central_PV-2 | 132 | 0.2628
Central_PV-2 | 133 | 0.3186
Central_PV-2 | 134 | 0.3015
Central_PV-2 | 135 | 0.2799
Central_PV-2 | 136 | 0.1143
Central_PV-2 | 137 | 0.0135
Central_PV-2 | 138 | 0
Central_PV-2 | 139 | 0
Central_PV-2 | 140 | 0
Central_PV-2 | 141 | 0
Central_PV-2 | 142 | 0
Central_PV-2 | 143 | 0
Central_PV-2 | 144 | 0
Central_PV-2 | 145 | 0
Central_PV-2 | 146 | 0
Central_PV-2 | 147 | 0
Central_PV-2 | 148 | 0
Central_PV-2 | 149 | 0
Central_PV-2 | 150 | 0
Central_PV-2 | 151 | 0
Central_PV-2 | 152 | 0
Central_PV-2 | 153 | 0.1098
Central_PV-2 | 154 | 0.2367
Central_PV-2 | 155 | 0.3393
Central_PV-2 | 156 | 0.4122
Central_PV-2 | 157 | 0.4221
Central_PV-2 | 158 | 0.3771
Central_PV-2 | 159 | 0.2853
Central_PV-2 | 160 | 0.1656
Central_PV-2 | 161 | 0.0135
Central_PV-2 | 162 | 0
Central_PV-2 | 163 | 0
Central_PV-2 | 164 | 0
Central_PV-2 | 165 | 0
Central_PV-2 | 166 | 0
Central_PV-2 | 167 | 0
Central_PV-2 | 168 | 0
Central_PV-2 | 169 | 0
Central_PV-2 | 170 | 0
Central_PV-2 | 171 | 0
Central_PV-2 | 172 | 0
Central_PV-2 | 173 | 0
Central_PV-2 | 174 | 0
Central_PV-2 | 175 | 0
Central_PV-2 | 176 | 0
Central_PV-2 | 177 | 0.0882
Central_PV-2 | 178 | 0.2484
Central_PV-2 | 179 | 0.3564
Central_PV-2 | 180 | 0.414
Central_PV-2 | 181 | 0.4149
Central_PV-2 | 182 | 0.3816
Central_PV-2 | 183 | 0.2907
Central_PV-2 | 184 | 0.1638
Central_PV-2 | 185 | 0.0144
Central_PV-2 | 186 | 0
Central_PV-2 | 187 | 0
Central_PV-2 | 188 | 0
Central_PV-2 | 189 | 0
Central_PV-2 | 190 | 0
Central_PV-2 | 191 | 0
Central_PV-2 | 192 | 0
Central_PV-2 | 193 | 0
Central_PV-2 | 194 | 0
Central_PV-2 | 195 | 0
Central_PV-2 | 196 | 0
Central_PV-2 | 197 | 0
Central_PV-2 | 198 | 0
Central_PV-2 | 199 | 0
Central_PV-2 | 200 | 0
Central_PV-2 | 201 | 0.1188
Central_PV-2 | 202 | 0.2628
Central_PV-2 | 203 | 0.36
Central_PV-2 | 204 | 0.4176
Central_PV-2 | 205 | 0.4248
Central_PV-2 | 206 | 0.3123
Central_PV-2 | 207 | 0.1809
Central_PV-2 | 208 | 0.1071
Central_PV-2 | 209 | 0.0171
Central_PV-2 | 210 | 0
Central_PV-2 | 211 | 0
Central_PV-2 | 212 | 0
Central_PV-2 | 213 | 0
Central_PV-2 | 214 | 0
Central_PV-2 | 215 | 0
Central_PV-2 | 216 | 0
Central_PV-2 | 217 | 0
Central_PV-2 | 218 | 0
Central_PV-2 | 219 | 0
Central_PV-2 | 220 | 0
Central_PV-2 | 221 | 0
Central_PV-2 | 222 | 0
Central_PV-2 | 223 | 0
Central_PV-2 | 224 | 0
Central_PV-2 | 225 | 0.1251
Central_PV-2 | 226 | 0.2565
Central_PV-2 | 227 | 0.3744
Central_PV-2 | 228 | 0.4221
Central_PV-2 | 229 | 0.3321
Central_PV-2 | 230 | 0.2736
Central_PV-2 | 231 | 0.2178
Central_PV-2 | 232 | 0.1233
Central_PV-2 | 233 | 0.018
Central_PV-2 | 234 | 0
Central_PV-2 | 235 | 0
Central_PV-2 | 236 | 0
Central_PV-2 | 237 | 0
Central_PV-2 | 238 | 0
Central_PV-2 | 239 | 0
Central_PV-2 | 240 | 0
Central_PV-2 | 241 | 0
Central_PV-2 | 242 | 0
Central_PV-2 | 243 | 0
Central_PV-2 | 244 | 0
Central_PV-2 | 245 | 0
Central_PV-2 | 246 | 0
Central_PV-2 | 247 | 0
Central_PV-2 | 248 | 0
Central_PV-2 | 249 | 0.0486
Central_PV-2 | 250 | 0.2421
Central_PV-2 | 251 | 0.3015
Central_PV-2 | 252 | 0.4284
Central_PV-2 | 253 | 0.4383
Central_PV-2 | 254 | 0.396
Central_PV-2 | 255 | 0.3105
Central_PV-2 | 256 | 0.1737
Central_PV-2 | 257 | 0.0171
Central_PV-2 | 258 | 0
Central_PV-2 | 259 | 0
Central_PV-2 | 260 | 0
Central_PV-2 | 261 | 0
Central_PV-2 | 262 | 0
Central_PV-2 | 263 | 0
Central_PV-2 | 264 | 0
Central_PV-2 | 265 | 0
Central_PV-2 | 266 | 0
Central_PV-2 | 267 | 0
Central_PV-2 | 268 | 0
Central_PV-2 | 269 | 0
Central_PV-2 | 270 | 0
Central_PV-2 | 271 | 0
Central_PV-2 | 272 | 0
Central_PV-2 | 273 | 0.1188
Central_PV-2 | 274 | 0.2529
Central_PV-2 | 275 | 0.3645
Central_PV-2 | 276 | 0.4239
Central_PV-2 | 277 | 0.4347
Central_PV-2 | 278 | 0.3924
Central_PV-2 | 279 | 0.2997
Central_PV-2 | 280 | 0.1728
Central_PV-2 | 281 | 0.0207
Central_PV-2 | 282 | 0
Central_PV-2 | 283 | 0
Central_PV-2 | 284 | 0
Central_PV-2 | 285 | 0
Central_PV-2 | 286 | 0
Central_PV-2 | 287 | 0
Central_PV-2 | 288 | 0
Central_PV-2 | 289 | 0
Central_PV-2 | 290 | 0
Central_PV-2 | 291 | 0
Central_PV-2 | 292 | 0
Central_PV-2 | 293 | 0
Central_PV-2 | 294 | 0
Central_PV-2 | 295 | 0
Central_PV-2 | 296 | 0
Central_PV-2 | 297 | 0.1206
Central_PV-2 | 298 | 0.2592
Central_PV-2 | 299 | 0.369
Central_PV-2 | 300 | 0.4311
Central_PV-2 | 301 | 0.4275
Central_PV-2 | 302 | 0.3276
Central_PV-2 | 303 | 0.2835
Central_PV-2 | 304 | 0.1656
Central_PV-2 | 305 | 0.0225
Central_PV-2 | 306 | 0
Central_PV-2 | 307 | 0
Central_PV-2 | 308 | 0
Central_PV-2 | 309 | 0
Central_PV-2 | 310 | 0
Central_PV-2 | 311 | 0
Central_PV-2 | 312 | 0
Central_PV-2 | 313 | 0
Central_PV-2 | 314 | 0
Central_PV-2 | 315 | 0
Central_PV-2 | 316 | 0
Central_PV-2 | 317 | 0
Central_PV-2 | 318 | 0
Central_PV-2 | 319 | 0
Central_PV-2 | 320 | 0
Central_PV-2 | 321 | 0.1206
Central_PV-2 | 322 | 0.2502
Central_PV-2 | 323 | 0.3492
Central_PV-2 | 324 | 0.4311
Central_PV-2 | 325 | 0.4419
Central_PV-2 | 326 | 0.4005
Central_PV-2 | 327 | 0.3123
Central_PV-2 | 328 | 0.1773
Central_PV-2 | 329 | 0.0207
Central_PV-2 | 330 | 0
Central_PV-2 | 331 | 0
Central_PV-2 | 332 | 0
Central_PV-2 | 333 | 0
Central_PV-2 | 334 | 0
Central_PV-2 | 335 | 0
Central_PV-2 | 336 | 0
Central_PV-2 | 337 | 0
Central_PV-2 | 338 | 0
Central_PV-2 | 339 | 0
Central_PV-2 | 340 | 0
Central_PV-2 | 341 | 0
Central_PV-2 | 342 | 0
Central_PV-2 | 343 | 0
Central_PV-2 | 344 | 0
Central_PV-2 | 345 | 0.1233
Central_PV-2 | 346 | 0.261
Central_PV-2 | 347 | 0.3735
Central_PV-2 | 348 | 0.4365
Central_PV-2 | 349 | 0.4455
Central_PV-2 | 350 | 0.4032
Central_PV-2 | 351 | 0.0504
Central_PV-2 | 352 | 0.1872
Central_PV-2 | 353 | 0.0207
Central_PV-2 | 354 | 0
Central_PV-2 | 355 | 0
Central_PV-2 | 356 | 0
Central_PV-2 | 357 | 0
Central_PV-2 | 358 | 0
Central_PV-2 | 359 | 0
Central_PV-2 | 360 | 0
Central_PV-2 | 361 | 0
Central_PV-2 | 362 | 0
Central_PV-2 | 363 | 0
Central_PV-2 | 364 | 0
Central_PV-2 | 365 | 0
Central_PV-2 | 366 | 0
Central_PV-2 | 367 | 0
Central_PV-2 | 368 | 0
Central_PV-2 | 369 | 0.1224
Central_PV-2 | 370 | 0.261
Central_PV-2 | 371 | 0.3123
Central_PV-2 | 372 | 0.4176
Central_PV-2 | 373 | 0.3573
Central_PV-2 | 374 | 0.3537
Central_PV-2 | 375 | 0.3204
Central_PV-2 | 376 | 0.189
Central_PV-2 | 377 | 0.0243
Central_PV-2 | 378 | 0
Central_PV-2 | 379 | 0
Central_PV-2 | 380 | 0
Central_PV-2 | 381 | 0
Central_PV-2 | 382 | 0
Central_PV-2 | 383 | 0
Central_PV-2 | 384 | 0
Central_PV-2 | 385 | 0
Central_PV-2 | 386 | 0
Central_PV-2 | 387 | 0
Central_PV-2 | 388 | 0
Central_PV-2 | 389 | 0
Central_PV-2 | 390 | 0
Central_PV-2 | 391 | 0
Central_PV-2 | 392 | 0
Central_PV-2 | 393 | 0.0756
Central_PV-2 | 394 | 0.1548
Central_PV-2 | 395 | 0.3096
Central_PV-2 | 396 | 0.4392
Central_PV-2 | 397 | 0.4491
Central_PV-2 | 398 | 0.3924
Central_PV-2 | 399 | 0.2574
Central_PV-2 | 400 | 0.1314
Central_PV-2 | 401 | 0.0252
Central_PV-2 | 402 | 0
Central_PV-2 | 403 | 0
Central_PV-2 | 404 | 0
Central_PV-2 | 405 | 0
Central_PV-2 | 406 | 0
Central_PV-2 | 407 | 0
Central_PV-2 | 408 | 0
Central_PV-2 | 409 | 0
Central_PV-2 | 410 | 0
Central_PV-2 | 411 | 0
Central_PV-2 | 412 | 0
Central_PV-2 | 413 | 0
Central_PV-2 | 414 | 0
Central_PV-2 | 415 | 0
Central_PV-2 | 416 | 0
Central_PV-2 | 417 | 0.0666
Central_PV-2 | 418 | 0.1134
Central_PV-2 | 419 | 0.1188
Central_PV-2 | 420 | 0.099
Central_PV-2 | 421 | 0.1188
Central_PV-2 | 422 | 0.1521
Central_PV-2 | 423 | 0.1071
Central_PV-2 | 424 | 0.099
Central_PV-2 | 425 | 0.0279
Central_PV-2 | 426 | 0
Central_PV-2 | 427 | 0
Central_PV-2 | 428 | 0
Central_PV-2 | 429 | 0
Central_PV-2 | 430 | 0
Central_PV-2 | 431 | 0
Central_PV-2 | 432 | 0
Central_PV-2 | 433 | 0
Central_PV-2 | 434 | 0
Central_PV-2 | 435 | 0
Central_PV-2 | 436 | 0
Central_PV-2 | 437 | 0
Central_PV-2 | 438 | 0
Central_PV-2 | 439 | 0
Central_PV-2 | 440 | 0
Central_PV-2 | 441 | 0.0792
Central_PV-2 | 442 | 0.2187
Central_PV-2 | 443 | 0.369
Central_PV-2 | 444 | 0.3915
Central_PV-2 | 445 | 0.3726
Central_PV-2 | 446 | 0.4104
Central_PV-2 | 447 | 0.3348
Central_PV-2 | 448 | 0.1989
Central_PV-2 | 449 | 0.0216
Central_PV-2 | 450 | 0
Central_PV-2 | 451 | 0
Central_PV-2 | 452 | 0
Central_PV-2 | 453 | 0
Central_PV-2 | 454 | 0
Central_PV-2 | 455 | 0
Central_PV-2 | 456 | 0
Central_PV-2 | 457 | 0
Central_PV-2 | 458 | 0
Central_PV-2 | 459 | 0
Central_PV-2 | 460 | 0
Central_PV-2 | 461 | 0
Central_PV-2 | 462 | 0
Central_PV-2 | 463 | 0
Central_PV-2 | 464 | 0
Central_PV-2 | 465 | 0.1134
Central_PV-2 | 466 | 0.2214
Central_PV-2 | 467 | 0.342
Central_PV-2 | 468 | 0.4392
Central_PV-2 | 469 | 0.4392
Central_PV-2 | 470 | 0.3888
Central_PV-2 | 471 | 0.333
Central_PV-2 | 472 | 0.2034
Central_PV-2 | 473 | 0.0225
Central_PV-2 | 474 | 0
Central_PV-2 | 475 | 0
Central_PV-2 | 476 | 0
Central_PV-2 | 477 | 0
Central_PV-2 | 478 | 0
Central_PV-2 | 479 | 0
Central_PV-2 | 480 | 0
Central_PV-2 | 481 | 0
Central_PV-2 | 482 | 0
Central_PV-2 | 483 | 0
Central_PV-2 | 484 | 0
Central_PV-2 | 485 | 0
Central_PV-2 | 486 | 0
Central_PV-2 | 487 | 0
Central_PV-2 | 488 | 0
Central_PV-2 | 489 | 0.0423
Central_PV-2 | 490 | 0.0243
Central_PV-2 | 491 | 0.1116
Central_PV-2 | 492 | 0.0819
Central_PV-2 | 493 | 0.0585
Central_PV-2 | 494 | 0.1035
Central_PV-2 | 495 | 0.0666
Central_PV-2 | 496 | 0.0774
Central_PV-2 | 497 | 0.0252
Central_PV-2 | 498 | 0
Central_PV-2 | 499 | 0
Central_PV-2 | 500 | 0
Central_PV-2 | 501 | 0
Central_PV-2 | 502 | 0
Central_PV-2 | 503 | 0
Central_PV-2 | 504 | 0
Central_PV-2 | 505 | 0
Central_PV-2 | 506 | 0
Central_PV-2 | 507 | 0
Central_PV-2 | 508 | 0
Central_PV-2 | 509 | 0
Central_PV-2 | 510 | 0
Central_PV-2 | 511 | 0
Central_PV-2 | 512 | 0
Central_PV-2 | 513 | 0.0234
Central_PV-2 | 514 | 0.0324
Central_PV-2 | 515 | 0.0891
Central_PV-2 | 516 | 0.2781
Central_PV-2 | 517 | 0.4275
Central_PV-2 | 518 | 0.234
Central_PV-2 | 519 | 0.2403
Central_PV-2 | 520 | 0.1728
Central_PV-2 | 521 | 0.0207
Central_PV-2 | 522 | 0
Central_PV-2 | 523 | 0
Central_PV-2 | 524 | 0
Central_PV-2 | 525 | 0
Central_PV-2 | 526 | 0
Central_PV-2 | 527 | 0
Central_PV-2 | 528 | 0
Central_PV-2 | 529 | 0
Central_PV-2 | 530 | 0
Central_PV-2 | 531 | 0
Central_PV-2 | 532 | 0
Central_PV-2 | 533 | 0
Central_PV-2 | 534 | 0
Central_PV-2 | 535 | 0
Central_PV-2 | 536 | 0
Central_PV-2 | 537 | 0.1314
Central_PV-2 | 538 | 0.2034
Central_PV-2 | 539 | 0.1701
Central_PV-2 | 540 | 0.1719
Central_PV-2 | 541 | 0.4176
Central_PV-2 | 542 | 0.3609
Central_PV-2 | 543 | 0.3204
Central_PV-2 | 544 | 0.2052
Central_PV-2 | 545 | 0.036
Central_PV-2 | 546 | 0
Central_PV-2 | 547 | 0
Central_PV-2 | 548 | 0
Central_PV-2 | 549 | 0
Central_PV-2 | 550 | 0
Central_PV-2 | 551 | 0
Central_PV-2 | 552 | 0
Central_PV-2 | 553 | 0
Central_PV-2 | 554 | 0
Central_PV-2 | 555 | 0
Central_PV-2 | 556 | 0
Central_PV-2 | 557 | 0
Central_PV-2 | 558 | 0
Central_PV-2 | 559 | 0
Central_PV-2 | 560 | 0
Central_PV-2 | 561 | 0.0549
Central_PV-2 | 562 | 0.0774
Central_PV-2 | 563 | 0.0675
Central_PV-2 | 564 | 0.1629
Central_PV-2 | 565 | 0.3222
Central_PV-2 | 566 | 0.4266
Central_PV-2 | 567 | 0.3294
Central_PV-2 | 568 | 0.2178
Central_PV-2 | 569 | 0.0288
Central_PV-2 | 570 | 0
Central_PV-2 | 571 | 0
Central_PV-2 | 572 | 0
Central_PV-2 | 573 | 0
Central_PV-2 | 574 | 0
Central_PV-2 | 575 | 0
Central_PV-2 | 576 | 0
Central_PV-2 | 577 | 0
Central_PV-2 | 578 | 0
Central_PV-2 | 579 | 0
Central_PV-2 | 580 | 0
Central_PV-2 | 581 | 0
Central_PV-2 | 582 | 0
Central_PV-2 | 583 | 0
Central_PV-2 | 584 | 0
Central_PV-2 | 585 | 0.1404
Central_PV-2 | 586 | 0.2259
Central_PV-2 | 587 | 0.3249
Central_PV-2 | 588 | 0.4536
Central_PV-2 | 589 | 0.4086
Central_PV-2 | 590 | 0.2862
Central_PV-2 | 591 | 0.261
Central_PV-2 | 592 | 0.2133
Central_PV-2 | 593 | 0.0288
Central_PV-2 | 594 | 0
Central_PV-2 | 595 | 0
Central_PV-2 | 596 | 0
Central_PV-2 | 597 | 0
Central_PV-2 | 598 | 0
Central_PV-2 | 599 | 0
Central_PV-2 | 600 | 0
Central_PV-2 | 601 | 0
Central_PV-2 | 602 | 0
Central_PV-2 | 603 | 0
Central_PV-2 | 604 | 0
Central_PV-2 | 605 | 0
Central_PV-2 | 606 | 0
Central_PV-2 | 607 | 0
Central_PV-2 | 608 | 0
Central_PV-2 | 609 | 0.1449
Central_PV-2 | 610 | 0.2889
Central_PV-2 | 611 | 0.4005
Central_PV-2 | 612 | 0.3798
Central_PV-2 | 613 | 0.4014
Central_PV-2 | 614 | 0.3933
Central_PV-2 | 615 | 0.3456
Central_PV-2 | 616 | 0.1404
Central_PV-2 | 617 | 0.0396
Central_PV-2 | 618 | 0
Central_PV-2 | 619 | 0
Central_PV-2 | 620 | 0
Central_PV-2 | 621 | 0
Central_PV-2 | 622 | 0
Central_PV-2 | 623 | 0
Central_PV-2 | 624 | 0
Central_PV-2 | 625 | 0
Central_PV-2 | 626 | 0
Central_PV-2 | 627 | 0
Central_PV-2 | 628 | 0
Central_PV-2 | 629 | 0
Central_PV-2 | 630 | 0
Central_PV-2 | 631 | 0
Central_PV-2 | 632 | 0
Central_PV-2 | 633 | 0.0774
Central_PV-2 | 634 | 0.1044
Central_PV-2 | 635 | 0.1233
Central_PV-2 | 636 | 0.1134
Central_PV-2 | 637 | 0.1539
Central_PV-2 | 638 | 0.1269
Central_PV-2 | 639 | 0.1035
Central_PV-2 | 640 | 0.1071
Central_PV-2 | 641 | 0.0432
Central_PV-2 | 642 | 0
Central_PV-2 | 643 | 0
Central_PV-2 | 644 | 0
Central_PV-2 | 645 | 0
Central_PV-2 | 646 | 0
Central_PV-2 | 647 | 0
Central_PV-2 | 648 | 0
Central_PV-2 | 649 | 0
Central_PV-2 | 650 | 0
Central_PV-2 | 651 | 0
Central_PV-2 | 652 | 0
Central_PV-2 | 653 | 0
Central_PV-2 | 654 | 0
Central_PV-2 | 655 | 0
Central_PV-2 | 656 | 0
Central_PV-2 | 657 | 0.0972
Central_PV-2 | 658 | 0.1701
Central_PV-2 | 659 | 0.3132
Central_PV-2 | 660 | 0.3726
Central_PV-2 | 661 | 0.3438
Central_PV-2 | 662 | 0.297
Central_PV-2 | 663 | 0.1395
Central_PV-2 | 664 | 0.1458
Central_PV-2 | 665 | 0.0378
Central_PV-2 | 666 | 0
Central_PV-2 | 667 | 0
Central_PV-2 | 668 | 0
Central_PV-2 | 669 | 0
Central_PV-2 | 670 | 0
Central_PV-2 | 671 | 0
Central_PV-2 | 672 | 0
Central_PV-2 | 673 | 0
Central_PV-2 | 674 | 0
Central_PV-2 | 675 | 0
Central_PV-2 | 676 | 0
Central_PV-2 | 677 | 0
Central_PV-2 | 678 | 0
Central_PV-2 | 679 | 0
Central_PV-2 | 680 | 0
Central_PV-2 | 681 | 0.1557
Central_PV-2 | 682 | 0.2961
Central_PV-2 | 683 | 0.2934
Central_PV-2 | 684 | 0.4599
Central_PV-2 | 685 | 0.4914
Central_PV-2 | 686 | 0.387
Central_PV-2 | 687 | 0.1854
Central_PV-2 | 688 | 0.1269
Central_PV-2 | 689 | 0.0072
Central_PV-2 | 690 | 0
Central_PV-2 | 691 | 0
Central_PV-2 | 692 | 0
Central_PV-2 | 693 | 0
Central_PV-2 | 694 | 0
Central_PV-2 | 695 | 0
Central_PV-2 | 696 | 0
Central_PV-2 | 697 | 0
Central_PV-2 | 698 | 0
Central_PV-2 | 699 | 0
Central_PV-2 | 700 | 0
Central_PV-2 | 701 | 0
Central_PV-2 | 702 | 0
Central_PV-2 | 703 | 0
Central_PV-2 | 704 | 0
Central_PV-2 | 705 | 0.1557
Central_PV-2 | 706 | 0.2799
Central_PV-2 | 707 | 0.2844
Central_PV-2 | 708 | 0.189
Central_PV-2 | 709 | 0.3393
Central_PV-2 | 710 | 0.2952
Central_PV-2 | 711 | 0.3492
Central_PV-2 | 712 | 0.2061
Central_PV-2 | 713 | 0.0459
Central_PV-2 | 714 | 0
Central_PV-2 | 715 | 0
Central_PV-2 | 716 | 0
Central_PV-2 | 717 | 0
Central_PV-2 | 718 | 0
Central_PV-2 | 719 | 0
Central_PV-2 | 720 | 0
Central_PV-2 | 721 | 0
Central_PV-2 | 722 | 0
Central_PV-2 | 723 | 0
Central_PV-2 | 724 | 0
Central_PV-2 | 725 | 0
Central_PV-2 | 726 | 0
Central_PV-2 | 727 | 0
Central_PV-2 | 728 | 0
Central_PV-2 | 729 | 0.0585
Central_PV-2 | 730 | 0.0846
Central_PV-2 | 731 | 0.2619
Central_PV-2 | 732 | 0.3078
Central_PV-2 | 733 | 0.2925
Central_PV-2 | 734 | 0.2142
Central_PV-2 | 735 | 0.1431
Central_PV-2 | 736 | 0.0927
Central_PV-2 | 737 | 0.0387
Central_PV-2 | 738 | 0
Central_PV-2 | 739 | 0
Central_PV-2 | 740 | 0
Central_PV-2 | 741 | 0
Central_PV-2 | 742 | 0
Central_PV-2 | 743 | 0
Central_PV-2 | 744 | 0
Central_PV-2 | 745 | 0
Central_PV-2 | 746 | 0
Central_PV-2 | 747 | 0
Central_PV-2 | 748 | 0
Central_PV-2 | 749 | 0
Central_PV-2 | 750 | 0
Central_PV-2 | 751 | 0
Central_PV-2 | 752 | 0
Central_PV-2 | 753 | 0.1224
Central_PV-2 | 754 | 0.0351
Central_PV-2 | 755 | 0.0936
Central_PV-2 | 756 | 0.2115
Central_PV-2 | 757 | 0.3663
Central_PV-2 | 758 | 0.3564
Central_PV-2 | 759 | 0.2592
Central_PV-2 | 760 | 0.1836
Central_PV-2 | 761 | 0.0315
Central_PV-2 | 762 | 0
Central_PV-2 | 763 | 0
Central_PV-2 | 764 | 0
Central_PV-2 | 765 | 0
Central_PV-2 | 766 | 0
Central_PV-2 | 767 | 0
Central_PV-2 | 768 | 0
Central_PV-2 | 769 | 0
Central_PV-2 | 770 | 0
Central_PV-2 | 771 | 0
Central_PV-2 | 772 | 0
Central_PV-2 | 773 | 0
Central_PV-2 | 774 | 0
Central_PV-2 | 775 | 0
Central_PV-2 | 776 | 0
Central_PV-2 | 777 | 0.1692
Central_PV-2 | 778 | 0.2997
Central_PV-2 | 779 | 0.4158
Central_PV-2 | 780 | 0.4887
Central_PV-2 | 781 | 0.5067
Central_PV-2 | 782 | 0.4608
Central_PV-2 | 783 | 0.3681
Central_PV-2 | 784 | 0.2466
Central_PV-2 | 785 | 0.0432
Central_PV-2 | 786 | 0
Central_PV-2 | 787 | 0
Central_PV-2 | 788 | 0
Central_PV-2 | 789 | 0
Central_PV-2 | 790 | 0
Central_PV-2 | 791 | 0
Central_PV-2 | 792 | 0
Central_PV-2 | 793 | 0
Central_PV-2 | 794 | 0
Central_PV-2 | 795 | 0
Central_PV-2 | 796 | 0
Central_PV-2 | 797 | 0
Central_PV-2 | 798 | 0
Central_PV-2 | 799 | 0
Central_PV-2 | 800 | 0.0108
Central_PV-2 | 801 | 0.1611
Central_PV-2 | 802 | 0.3078
Central_PV-2 | 803 | 0.4221
Central_PV-2 | 804 | 0.4815
Central_PV-2 | 805 | 0.4806
Central_PV-2 | 806 | 0.4437
Central_PV-2 | 807 | 0.3456
Central_PV-2 | 808 | 0.2448
Central_PV-2 | 809 | 0.0459
Central_PV-2 | 810 | 0
Central_PV-2 | 811 | 0
Central_PV-2 | 812 | 0
Central_PV-2 | 813 | 0
Central_PV-2 | 814 | 0
Central_PV-2 | 815 | 0
Central_PV-2 | 816 | 0
Central_PV-2 | 817 | 0
Central_PV-2 | 818 | 0
Central_PV-2 | 819 | 0
Central_PV-2 | 820 | 0
Central_PV-2 | 821 | 0
Central_PV-2 | 822 | 0
Central_PV-2 | 823 | 0
Central_PV-2 | 824 | 0.0117
Central_PV-2 | 825 | 0.1665
Central_PV-2 | 826 | 0.3168
Central_PV-2 | 827 | 0.4329
Central_PV-2 | 828 | 0.4995
Central_PV-2 | 829 | 0.5184
Central_PV-2 | 830 | 0.4824
Central_PV-2 | 831 | 0.3924
Central_PV-2 | 832 | 0.2565
Central_PV-2 | 833 | 0.045
Central_PV-2 | 834 | 0
Central_PV-2 | 835 | 0
Central_PV-2 | 836 | 0
Central_PV-2 | 837 | 0
Central_PV-2 | 838 | 0
Central_PV-2 | 839 | 0
Central_PV-2 | 840 | 0
Central_PV-2 | 841 | 0
Central_PV-2 | 842 | 0
Central_PV-2 | 843 | 0
Central_PV-2 | 844 | 0
Central_PV-2 | 845 | 0
Central_PV-2 | 846 | 0
Central_PV-2 | 847 | 0
Central_PV-2 | 848 | 0.0135
Central_PV-2 | 849 | 0.1692
Central_PV-2 | 850 | 0.3177
Central_PV-2 | 851 | 0.3888
Central_PV-2 | 852 | 0.4545
Central_PV-2 | 853 | 0.5094
Central_PV-2 | 854 | 0.4869
Central_PV-2 | 855 | 0.3969
Central_PV-2 | 856 | 0.2619
Central_PV-2 | 857 | 0.0441
Central_PV-2 | 858 | 0
Central_PV-2 | 859 | 0
Central_PV-2 | 860 | 0
Central_PV-2 | 861 | 0
Central_PV-2 | 862 | 0
Central_PV-2 | 863 | 0
Central_PV-2 | 864 | 0
Central_PV-2 | 865 | 0
Central_PV-2 | 866 | 0
Central_PV-2 | 867 | 0
Central_PV-2 | 868 | 0
Central_PV-2 | 869 | 0
Central_PV-2 | 870 | 0
Central_PV-2 | 871 | 0
Central_PV-2 | 872 | 0.0144
Central_PV-2 | 873 | 0.1737
Central_PV-2 | 874 | 0.3231
Central_PV-2 | 875 | 0.4509
Central_PV-2 | 876 | 0.5085
Central_PV-2 | 877 | 0.5337
Central_PV-2 | 878 | 0.4896
Central_PV-2 | 879 | 0.4032
Central_PV-2 | 880 | 0.2646
Central_PV-2 | 881 | 0.0459
Central_PV-2 | 882 | 0
Central_PV-2 | 883 | 0
Central_PV-2 | 884 | 0
Central_PV-2 | 885 | 0
Central_PV-2 | 886 | 0
Central_PV-2 | 887 | 0
Central_PV-2 | 888 | 0
Central_PV-2 | 889 | 0
Central_PV-2 | 890 | 0
Central_PV-2 | 891 | 0
Central_PV-2 | 892 | 0
Central_PV-2 | 893 | 0
Central_PV-2 | 894 | 0
Central_PV-2 | 895 | 0
Central_PV-2 | 896 | 0.0162
Central_PV-2 | 897 | 0.1503
Central_PV-2 | 898 | 0.2853
Central_PV-2 | 899 | 0.4311
Central_PV-2 | 900 | 0.4878
Central_PV-2 | 901 | 0.4977
Central_PV-2 | 902 | 0.4887
Central_PV-2 | 903 | 0.3951
Central_PV-2 | 904 | 0.27
Central_PV-2 | 905 | 0.0522
Central_PV-2 | 906 | 0
Central_PV-2 | 907 | 0
Central_PV-2 | 908 | 0
Central_PV-2 | 909 | 0
Central_PV-2 | 910 | 0
Central_PV-2 | 911 | 0
Central_PV-2 | 912 | 0
Central_PV-2 | 913 | 0
Central_PV-2 | 914 | 0
Central_PV-2 | 915 | 0
Central_PV-2 | 916 | 0
Central_PV-2 | 917 | 0
Central_PV-2 | 918 | 0
Central_PV-2 | 919 | 0
Central_PV-2 | 920 | 0.018
Central_PV-2 | 921 | 0.1242
Central_PV-2 | 922 | 0.2358
Central_PV-2 | 923 | 0.2898
Central_PV-2 | 924 | 0.4068
Central_PV-2 | 925 | 0.3465
Central_PV-2 | 926 | 0.4248
Central_PV-2 | 927 | 0.2853
Central_PV-2 | 928 | 0.2394
Central_PV-2 | 929 | 0.0495
Central_PV-2 | 930 | 0
Central_PV-2 | 931 | 0
Central_PV-2 | 932 | 0
Central_PV-2 | 933 | 0
Central_PV-2 | 934 | 0
Central_PV-2 | 935 | 0
Central_PV-2 | 936 | 0
Central_PV-2 | 937 | 0
Central_PV-2 | 938 | 0
Central_PV-2 | 939 | 0
Central_PV-2 | 940 | 0
Central_PV-2 | 941 | 0
Central_PV-2 | 942 | 0
Central_PV-2 | 943 | 0
Central_PV-2 | 944 | 0.018
Central_PV-2 | 945 | 0.1089
Central_PV-2 | 946 | 0.1881
Central_PV-2 | 947 | 0.2781
Central_PV-2 | 948 | 0.4248
Central_PV-2 | 949 | 0.4653
Central_PV-2 | 950 | 0.3762
Central_PV-2 | 951 | 0.3024
Central_PV-2 | 952 | 0.2439
Central_PV-2 | 953 | 0.0486
Central_PV-2 | 954 | 0
Central_PV-2 | 955 | 0
Central_PV-2 | 956 | 0
Central_PV-2 | 957 | 0
Central_PV-2 | 958 | 0
Central_PV-2 | 959 | 0
Central_PV-2 | 960 | 0
Central_PV-2 | 961 | 0
Central_PV-2 | 962 | 0
Central_PV-2 | 963 | 0
Central_PV-2 | 964 | 0
Central_PV-2 | 965 | 0
Central_PV-2 | 966 | 0
Central_PV-2 | 967 | 0
Central_PV-2 | 968 | 0.0306
Central_PV-2 | 969 | 0.1737
Central_PV-2 | 970 | 0.2196
Central_PV-2 | 971 | 0.3312
Central_PV-2 | 972 | 0.4608
Central_PV-2 | 973 | 0.4275
Central_PV-2 | 974 | 0.4527
Central_PV-2 | 975 | 0.3807
Central_PV-2 | 976 | 0.2313
Central_PV-2 | 977 | 0.0567
Central_PV-2 | 978 | 0
Central_PV-2 | 979 | 0
Central_PV-2 | 980 | 0
Central_PV-2 | 981 | 0
Central_PV-2 | 982 | 0
Central_PV-2 | 983 | 0
Central_PV-2 | 984 | 0
Central_PV-2 | 985 | 0
Central_PV-2 | 986 | 0
Central_PV-2 | 987 | 0
Central_PV-2 | 988 | 0
Central_PV-2 | 989 | 0
Central_PV-2 | 990 | 0
Central_PV-2 | 991 | 0
Central_PV-2 | 992 | 0.0369
Central_PV-2 | 993 | 0.1917
Central_PV-2 | 994 | 0.3438
Central_PV-2 | 995 | 0.4635
Central_PV-2 | 996 | 0.5319
Central_PV-2 | 997 | 0.5463
Central_PV-2 | 998 | 0.4653
Central_PV-2 | 999 | 0.4041
Central_PV-2 | 1000 | 0.2781
Central_PV-2 | 1001 | 0.0594
Central_PV-2 | 1002 | 0
Central_PV-2 | 1003 | 0
Central_PV-2 | 1004 | 0
Central_PV-2 | 1005 | 0
Central_PV-2 | 1006 | 0
Central_PV-2 | 1007 | 0
Central_PV-2 | 1008 | 0
Central_PV-2 | 1009 | 0
Central_PV-2 | 1010 | 0
Central_PV-2 | 1011 | 0
Central_PV-2 | 1012 | 0
Central_PV-2 | 1013 | 0
Central_PV-2 | 1014 | 0
Central_PV-2 | 1015 | 0
Central_PV-2 | 1016 | 0.027
Central_PV-2 | 1017 | 0.1179
Central_PV-2 | 1018 | 0.2295
Central_PV-2 | 1019 | 0.4176
Central_PV-2 | 1020 | 0.5229
Central_PV-2 | 1021 | 0.5301
Central_PV-2 | 1022 | 0.5013
Central_PV-2 | 1023 | 0.4086
Central_PV-2 | 1024 | 0.2907
Central_PV-2 | 1025 | 0.0522
Central_PV-2 | 1026 | 0
Central_PV-2 | 1027 | 0
Central_PV-2 | 1028 | 0
Central_PV-2 | 1029 | 0
Central_PV-2 | 1030 | 0
Central_PV-2 | 1031 | 0
Central_PV-2 | 1032 | 0
Central_PV-2 | 1033 | 0
Central_PV-2 | 1034 | 0
Central_PV-2 | 1035 | 0
Central_PV-2 | 1036 | 0
Central_PV-2 | 1037 | 0
Central_PV-2 | 1038 | 0
Central_PV-2 | 1039 | 0
Central_PV-2 | 1040 | 0.0396
Central_PV-2 | 1041 | 0.198
Central_PV-2 | 1042 | 0.2889
Central_PV-2 | 1043 | 0.4266
Central_PV-2 | 1044 | 0.4914
Central_PV-2 | 1045 | 0.4851
Central_PV-2 | 1046 | 0.4977
Central_PV-2 | 1047 | 0.3771
Central_PV-2 | 1048 | 0.2259
Central_PV-2 | 1049 | 0.054
Central_PV-2 | 1050 | 0
Central_PV-2 | 1051 | 0
Central_PV-2 | 1052 | 0
Central_PV-2 | 1053 | 0
Central_PV-2 | 1054 | 0
Central_PV-2 | 1055 | 0
Central_PV-2 | 1056 | 0
Central_PV-2 | 1057 | 0
Central_PV-2 | 1058 | 0
Central_PV-2 | 1059 | 0
Central_PV-2 | 1060 | 0
Central_PV-2 | 1061 | 0
Central_PV-2 | 1062 | 0
Central_PV-2 | 1063 | 0
Central_PV-2 | 1064 | 0.0477
Central_PV-2 | 1065 | 0.0522
Central_PV-2 | 1066 | 0.2448
Central_PV-2 | 1067 | 0.0423
Central_PV-2 | 1068 | 0.1458
Central_PV-2 | 1069 | 0.1053
Central_PV-2 | 1070 | 0.1521
Central_PV-2 | 1071 | 0.072
Central_PV-2 | 1072 | 0.0756
Central_PV-2 | 1073 | 0.0648
Central_PV-2 | 1074 | 0
Central_PV-2 | 1075 | 0
Central_PV-2 | 1076 | 0
Central_PV-2 | 1077 | 0
Central_PV-2 | 1078 | 0
Central_PV-2 | 1079 | 0
Central_PV-2 | 1080 | 0
Central_PV-2 | 1081 | 0
Central_PV-2 | 1082 | 0
Central_PV-2 | 1083 | 0
Central_PV-2 | 1084 | 0
Central_PV-2 | 1085 | 0
Central_PV-2 | 1086 | 0
Central_PV-2 | 1087 | 0
Central_PV-2 | 1088 | 0.027
Central_PV-2 | 1089 | 0.0936
Central_PV-2 | 1090 | 0.126
Central_PV-2 | 1091 | 0.1989
Central_PV-2 | 1092 | 0.2673
Central_PV-2 | 1093 | 0.4527
Central_PV-2 | 1094 | 0.2907
Central_PV-2 | 1095 | 0.1224
Central_PV-2 | 1096 | 0.0819
Central_PV-2 | 1097 | 0.0576
Central_PV-2 | 1098 | 0
Central_PV-2 | 1099 | 0
Central_PV-2 | 1100 | 0
Central_PV-2 | 1101 | 0
Central_PV-2 | 1102 | 0
Central_PV-2 | 1103 | 0
Central_PV-2 | 1104 | 0
Central_PV-2 | 1105 | 0
Central_PV-2 | 1106 | 0
Central_PV-2 | 1107 | 0
Central_PV-2 | 1108 | 0
Central_PV-2 | 1109 | 0
Central_PV-2 | 1110 | 0
Central_PV-2 | 1111 | 0
Central_PV-2 | 1112 | 0.0045
Central_PV-2 | 1113 | 0.144
Central_PV-2 | 1114 | 0.0729
Central_PV-2 | 1115 | 0.4563
Central_PV-2 | 1116 | 0.5661
Central_PV-2 | 1117 | 0.5076
Central_PV-2 | 1118 | 0.5328
Central_PV-2 | 1119 | 0.3879
Central_PV-2 | 1120 | 0.1872
Central_PV-2 | 1121 | 0.0738
Central_PV-2 | 1122 | 0
Central_PV-2 | 1123 | 0
Central_PV-2 | 1124 | 0
Central_PV-2 | 1125 | 0
Central_PV-2 | 1126 | 0
Central_PV-2 | 1127 | 0
Central_PV-2 | 1128 | 0
Central_PV-2 | 1129 | 0
Central_PV-2 | 1130 | 0
Central_PV-2 | 1131 | 0
Central_PV-2 | 1132 | 0
Central_PV-2 | 1133 | 0
Central_PV-2 | 1134 | 0
Central_PV-2 | 1135 | 0
Central_PV-2 | 1136 | 0.0378
Central_PV-2 | 1137 | 0.063
Central_PV-2 | 1138 | 0.1035
Central_PV-2 | 1139 | 0.4878
Central_PV-2 | 1140 | 0.5589
Central_PV-2 | 1141 | 0.3051
Central_PV-2 | 1142 | 0.3789
Central_PV-2 | 1143 | 0.2538
Central_PV-2 | 1144 | 0.288
Central_PV-2 | 1145 | 0.081
Central_PV-2 | 1146 | 0
Central_PV-2 | 1147 | 0
Central_PV-2 | 1148 | 0
Central_PV-2 | 1149 | 0
Central_PV-2 | 1150 | 0
Central_PV-2 | 1151 | 0
Central_PV-2 | 1152 | 0
Central_PV-2 | 1153 | 0
Central_PV-2 | 1154 | 0
Central_PV-2 | 1155 | 0
Central_PV-2 | 1156 | 0
Central_PV-2 | 1157 | 0
Central_PV-2 | 1158 | 0
Central_PV-2 | 1159 | 0
Central_PV-2 | 1160 | 0.0054
Central_PV-2 | 1161 | 0.1836
Central_PV-2 | 1162 | 0.3078
Central_PV-2 | 1163 | 0.3861
Central_PV-2 | 1164 | 0.5733
Central_PV-2 | 1165 | 0.5292
Central_PV-2 | 1166 | 0.5535
Central_PV-2 | 1167 | 0.4005
Central_PV-2 | 1168 | 0.3204
Central_PV-2 | 1169 | 0.054
Central_PV-2 | 1170 | 0
Central_PV-2 | 1171 | 0
Central_PV-2 | 1172 | 0
Central_PV-2 | 1173 | 0
Central_PV-2 | 1174 | 0
Central_PV-2 | 1175 | 0
Central_PV-2 | 1176 | 0
Central_PV-2 | 1177 | 0
Central_PV-2 | 1178 | 0
Central_PV-2 | 1179 | 0
Central_PV-2 | 1180 | 0
Central_PV-2 | 1181 | 0
Central_PV-2 | 1182 | 0
Central_PV-2 | 1183 | 0
Central_PV-2 | 1184 | 0.063
Central_PV-2 | 1185 | 0.2187
Central_PV-2 | 1186 | 0.3771
Central_PV-2 | 1187 | 0.5031
Central_PV-2 | 1188 | 0.5724
Central_PV-2 | 1189 | 0.5859
Central_PV-2 | 1190 | 0.4464
Central_PV-2 | 1191 | 0.4635
Central_PV-2 | 1192 | 0.2484
Central_PV-2 | 1193 | 0.0846
Central_PV-2 | 1194 | 0
Central_PV-2 | 1195 | 0
Central_PV-2 | 1196 | 0
Central_PV-2 | 1197 | 0
Central_PV-2 | 1198 | 0
Central_PV-2 | 1199 | 0
Central_PV-2 | 1200 | 0
Central_PV-2 | 1201 | 0
Central_PV-2 | 1202 | 0
Central_PV-2 | 1203 | 0
Central_PV-2 | 1204 | 0
Central_PV-2 | 1205 | 0
Central_PV-2 | 1206 | 0
Central_PV-2 | 1207 | 0
Central_PV-2 | 1208 | 0.0369
Central_PV-2 | 1209 | 0.1044
Central_PV-2 | 1210 | 0.0864
Central_PV-2 | 1211 | 0.2304
Central_PV-2 | 1212 | 0.2484
Central_PV-2 | 1213 | 0.4374
Central_PV-2 | 1214 | 0.5157
Central_PV-2 | 1215 | 0.4626
Central_PV-2 | 1216 | 0.3312
Central_PV-2 | 1217 | 0.0522
Central_PV-2 | 1218 | 0
Central_PV-2 | 1219 | 0
Central_PV-2 | 1220 | 0
Central_PV-2 | 1221 | 0
Central_PV-2 | 1222 | 0
Central_PV-2 | 1223 | 0
Central_PV-2 | 1224 | 0
Central_PV-2 | 1225 | 0
Central_PV-2 | 1226 | 0
Central_PV-2 | 1227 | 0
Central_PV-2 | 1228 | 0
Central_PV-2 | 1229 | 0
Central_PV-2 | 1230 | 0
Central_PV-2 | 1231 | 0
Central_PV-2 | 1232 | 0.0252
Central_PV-2 | 1233 | 0.1485
Central_PV-2 | 1234 | 0.3951
Central_PV-2 | 1235 | 0.513
Central_PV-2 | 1236 | 0.4572
Central_PV-2 | 1237 | 0.5202
Central_PV-2 | 1238 | 0.5382
Central_PV-2 | 1239 | 0.4473
Central_PV-2 | 1240 | 0.3267
Central_PV-2 | 1241 | 0.0765
Central_PV-2 | 1242 | 0
Central_PV-2 | 1243 | 0
Central_PV-2 | 1244 | 0
Central_PV-2 | 1245 | 0
Central_PV-2 | 1246 | 0
Central_PV-2 | 1247 | 0
Central_PV-2 | 1248 | 0
Central_PV-2 | 1249 | 0
Central_PV-2 | 1250 | 0
Central_PV-2 | 1251 | 0
Central_PV-2 | 1252 | 0
Central_PV-2 | 1253 | 0
Central_PV-2 | 1254 | 0
Central_PV-2 | 1255 | 0
Central_PV-2 | 1256 | 0.0774
Central_PV-2 | 1257 | 0.2421
Central_PV-2 | 1258 | 0.396
Central_PV-2 | 1259 | 0.3987
Central_PV-2 | 1260 | 0.3969
Central_PV-2 | 1261 | 0.4347
Central_PV-2 | 1262 | 0.1971
Central_PV-2 | 1263 | 0.1872
Central_PV-2 | 1264 | 0.1386
Central_PV-2 | 1265 | 0.0864
Central_PV-2 | 1266 | 0
Central_PV-2 | 1267 | 0
Central_PV-2 | 1268 | 0
Central_PV-2 | 1269 | 0
Central_PV-2 | 1270 | 0
Central_PV-2 | 1271 | 0
Central_PV-2 | 1272 | 0
Central_PV-2 | 1273 | 0
Central_PV-2 | 1274 | 0
Central_PV-2 | 1275 | 0
Central_PV-2 | 1276 | 0
Central_PV-2 | 1277 | 0
Central_PV-2 | 1278 | 0
Central_PV-2 | 1279 | 0
Central_PV-2 | 1280 | 0.0756
Central_PV-2 | 1281 | 0.2385
Central_PV-2 | 1282 | 0.3924
Central_PV-2 | 1283 | 0.5157
Central_PV-2 | 1284 | 0.5958
Central_PV-2 | 1285 | 0.6165
Central_PV-2 | 1286 | 0.5931
Central_PV-2 | 1287 | 0.4968
Central_PV-2 | 1288 | 0.3483
Central_PV-2 | 1289 | 0.1845
Central_PV-2 | 1290 | 0.0099
Central_PV-2 | 1291 | 0
Central_PV-2 | 1292 | 0
Central_PV-2 | 1293 | 0
Central_PV-2 | 1294 | 0
Central_PV-2 | 1295 | 0
Central_PV-2 | 1296 | 0
Central_PV-2 | 1297 | 0
Central_PV-2 | 1298 | 0
Central_PV-2 | 1299 | 0
Central_PV-2 | 1300 | 0
Central_PV-2 | 1301 | 0
Central_PV-2 | 1302 | 0
Central_PV-2 | 1303 | 0
Central_PV-2 | 1304 | 0.0693
Central_PV-2 | 1305 | 0.1602
Central_PV-2 | 1306 | 0.2853
Central_PV-2 | 1307 | 0.3699
Central_PV-2 | 1308 | 0.2898
Central_PV-2 | 1309 | 0.4662
Central_PV-2 | 1310 | 0.4572
Central_PV-2 | 1311 | 0.3573
Central_PV-2 | 1312 | 0.2385
Central_PV-2 | 1313 | 0.1071
Central_PV-2 | 1314 | 0.0063
Central_PV-2 | 1315 | 0
Central_PV-2 | 1316 | 0
Central_PV-2 | 1317 | 0
Central_PV-2 | 1318 | 0
Central_PV-2 | 1319 | 0
Central_PV-2 | 1320 | 0
Central_PV-2 | 1321 | 0
Central_PV-2 | 1322 | 0
Central_PV-2 | 1323 | 0
Central_PV-2 | 1324 | 0
Central_PV-2 | 1325 | 0
Central_PV-2 | 1326 | 0
Central_PV-2 | 1327 | 0
Central_PV-2 | 1328 | 0.0432
Central_PV-2 | 1329 | 0.1008
Central_PV-2 | 1330 | 0.2709
Central_PV-2 | 1331 | 0.5076
Central_PV-2 | 1332 | 0.414
Central_PV-2 | 1333 | 0.5247
Central_PV-2 | 1334 | 0.5733
Central_PV-2 | 1335 | 0.4842
Central_PV-2 | 1336 | 0.3204
Central_PV-2 | 1337 | 0.1863
Central_PV-2 | 1338 | 0.0144
Central_PV-2 | 1339 | 0
Central_PV-2 | 1340 | 0
Central_PV-2 | 1341 | 0
Central_PV-2 | 1342 | 0
Central_PV-2 | 1343 | 0
Central_PV-2 | 1344 | 0
Central_PV-2 | 1345 | 0
Central_PV-2 | 1346 | 0
Central_PV-2 | 1347 | 0
Central_PV-2 | 1348 | 0
Central_PV-2 | 1349 | 0
Central_PV-2 | 1350 | 0
Central_PV-2 | 1351 | 0
Central_PV-2 | 1352 | 0.0423
Central_PV-2 | 1353 | 0.09
Central_PV-2 | 1354 | 0.2259
Central_PV-2 | 1355 | 0.324
Central_PV-2 | 1356 | 0.4338
Central_PV-2 | 1357 | 0.5049
Central_PV-2 | 1358 | 0.5589
Central_PV-2 | 1359 | 0.2862
Central_PV-2 | 1360 | 0.2268
Central_PV-2 | 1361 | 0.1458
Central_PV-2 | 1362 | 0.0144
Central_PV-2 | 1363 | 0
Central_PV-2 | 1364 | 0
Central_PV-2 | 1365 | 0
Central_PV-2 | 1366 | 0
Central_PV-2 | 1367 | 0
Central_PV-2 | 1368 | 0
Central_PV-2 | 1369 | 0
Central_PV-2 | 1370 | 0
Central_PV-2 | 1371 | 0
Central_PV-2 | 1372 | 0
Central_PV-2 | 1373 | 0
Central_PV-2 | 1374 | 0
Central_PV-2 | 1375 | 0
Central_PV-2 | 1376 | 0.0216
Central_PV-2 | 1377 | 0.0405
Central_PV-2 | 1378 | 0.0567
Central_PV-2 | 1379 | 0.054
Central_PV-2 | 1380 | 0.1143
Central_PV-2 | 1381 | 0.135
Central_PV-2 | 1382 | 0.1485
Central_PV-2 | 1383 | 0.1971
Central_PV-2 | 1384 | 0.1656
Central_PV-2 | 1385 | 0.1278
Central_PV-2 | 1386 | 0.0162
Central_PV-2 | 1387 | 0
Central_PV-2 | 1388 | 0
Central_PV-2 | 1389 | 0
Central_PV-2 | 1390 | 0
Central_PV-2 | 1391 | 0
Central_PV-2 | 1392 | 0
Central_PV-2 | 1393 | 0
Central_PV-2 | 1394 | 0
Central_PV-2 | 1395 | 0
Central_PV-2 | 1396 | 0
Central_PV-2 | 1397 | 0
Central_PV-2 | 1398 | 0
Central_PV-2 | 1399 | 0
Central_PV-2 | 1400 | 0.0477
Central_PV-2 | 1401 | 0.1233
Central_PV-2 | 1402 | 0.1485
Central_PV-2 | 1403 | 0.0657
Central_PV-2 | 1404 | 0.0855
Central_PV-2 | 1405 | 0.37728
Central_PV-2 | 1406 | 0.38434
Central_PV-2 | 1407 | 0.2853
Central_PV-2 | 1408 | 0.2988
Central_PV-2 | 1409 | 0.1287
Central_PV-2 | 1410 | 0.0189
Central_PV-2 | 1411 | 0
Central_PV-2 | 1412 | 0
Central_PV-2 | 1413 | 0
Central_PV-2 | 1414 | 0
Central_PV-2 | 1415 | 0
Central_PV-2 | 1416 | 0
Central_PV-2 | 1417 | 0
Central_PV-2 | 1418 | 0
Central_PV-2 | 1419 | 0
Central_PV-2 | 1420 | 0
Central_PV-2 | 1421 | 0
Central_PV-2 | 1422 | 0
Central_PV-2 | 1423 | 0
Central_PV-2 | 1424 | 0.0693
Central_PV-2 | 1425 | 0.2457
Central_PV-2 | 1426 | 0.4383
Central_PV-2 | 1427 | 0.5553
Central_PV-2 | 1428 | 0.6219
Central_PV-2 | 1429 | 0.6111
Central_PV-2 | 1430 | 0.4671
Central_PV-2 | 1431 | 0.4869
Central_PV-2 | 1432 | 0.2313
Central_PV-2 | 1433 | 0.1152
Central_PV-2 | 1434 | 0.0216
Central_PV-2 | 1435 | 0
Central_PV-2 | 1436 | 0
Central_PV-2 | 1437 | 0
Central_PV-2 | 1438 | 0
Central_PV-2 | 1439 | 0
Central_PV-2 | 1440 | 0
Central_PV-2 | 1441 | 0
Central_PV-2 | 1442 | 0
Central_PV-2 | 1443 | 0
Central_PV-2 | 1444 | 0
Central_PV-2 | 1445 | 0
Central_PV-2 | 1446 | 0
Central_PV-2 | 1447 | 0
Central_PV-2 | 1448 | 0.0972
Central_PV-2 | 1449 | 0.2142
Central_PV-2 | 1450 | 0.3996
Central_PV-2 | 1451 | 0.5382
Central_PV-2 | 1452 | 0.6264
Central_PV-2 | 1453 | 0.6399
Central_PV-2 | 1454 | 0.5922
Central_PV-2 | 1455 | 0.5166
Central_PV-2 | 1456 | 0.3708
Central_PV-2 | 1457 | 0.1467
Central_PV-2 | 1458 | 0.0216
Central_PV-2 | 1459 | 0
Central_PV-2 | 1460 | 0
Central_PV-2 | 1461 | 0
Central_PV-2 | 1462 | 0
Central_PV-2 | 1463 | 0
Central_PV-2 | 1464 | 0
Central_PV-2 | 1465 | 0
Central_PV-2 | 1466 | 0
Central_PV-2 | 1467 | 0
Central_PV-2 | 1468 | 0
Central_PV-2 | 1469 | 0
Central_PV-2 | 1470 | 0
Central_PV-2 | 1471 | 0
Central_PV-2 | 1472 | 0.1125
Central_PV-2 | 1473 | 0.2853
Central_PV-2 | 1474 | 0.4473
Central_PV-2 | 1475 | 0.5634
Central_PV-2 | 1476 | 0.6318
Central_PV-2 | 1477 | 0.6408
Central_PV-2 | 1478 | 0.594
Central_PV-2 | 1479 | 0.5085
Central_PV-2 | 1480 | 0.3654
Central_PV-2 | 1481 | 0.2025
Central_PV-2 | 1482 | 0.0243
Central_PV-2 | 1483 | 0
Central_PV-2 | 1484 | 0
Central_PV-2 | 1485 | 0
Central_PV-2 | 1486 | 0
Central_PV-2 | 1487 | 0
Central_PV-2 | 1488 | 0
Central_PV-2 | 1489 | 0
Central_PV-2 | 1490 | 0
Central_PV-2 | 1491 | 0
Central_PV-2 | 1492 | 0
Central_PV-2 | 1493 | 0
Central_PV-2 | 1494 | 0
Central_PV-2 | 1495 | 0
Central_PV-2 | 1496 | 0.0873
Central_PV-2 | 1497 | 0.1575
Central_PV-2 | 1498 | 0.234
Central_PV-2 | 1499 | 0.5427
Central_PV-2 | 1500 | 0.6111
Central_PV-2 | 1501 | 0.4698
Central_PV-2 | 1502 | 0.3789
Central_PV-2 | 1503 | 0.1683
Central_PV-2 | 1504 | 0.0747
Central_PV-2 | 1505 | 0.0999
Central_PV-2 | 1506 | 0.0216
Central_PV-2 | 1507 | 0
Central_PV-2 | 1508 | 0
Central_PV-2 | 1509 | 0
Central_PV-2 | 1510 | 0
Central_PV-2 | 1511 | 0
Central_PV-2 | 1512 | 0
Central_PV-2 | 1513 | 0
Central_PV-2 | 1514 | 0
Central_PV-2 | 1515 | 0
Central_PV-2 | 1516 | 0
Central_PV-2 | 1517 | 0
Central_PV-2 | 1518 | 0
Central_PV-2 | 1519 | 0
Central_PV-2 | 1520 | 0.1206
Central_PV-2 | 1521 | 0.2943
Central_PV-2 | 1522 | 0.4509
Central_PV-2 | 1523 | 0.5652
Central_PV-2 | 1524 | 0.54
Central_PV-2 | 1525 | 0.6066
Central_PV-2 | 1526 | 0.3006
Central_PV-2 | 1527 | 0.1863
Central_PV-2 | 1528 | 0.2016
Central_PV-2 | 1529 | 0.0918
Central_PV-2 | 1530 | 0.0189
Central_PV-2 | 1531 | 0
Central_PV-2 | 1532 | 0
Central_PV-2 | 1533 | 0
Central_PV-2 | 1534 | 0
Central_PV-2 | 1535 | 0
Central_PV-2 | 1536 | 0
Central_PV-2 | 1537 | 0
Central_PV-2 | 1538 | 0
Central_PV-2 | 1539 | 0
Central_PV-2 | 1540 | 0
Central_PV-2 | 1541 | 0
Central_PV-2 | 1542 | 0
Central_PV-2 | 1543 | 0
Central_PV-2 | 1544 | 0.1287
Central_PV-2 | 1545 | 0.3024
Central_PV-2 | 1546 | 0.4635
Central_PV-2 | 1547 | 0.5823
Central_PV-2 | 1548 | 0.6543
Central_PV-2 | 1549 | 0.6624
Central_PV-2 | 1550 | 0.6174
Central_PV-2 | 1551 | 0.5301
Central_PV-2 | 1552 | 0.1233
Central_PV-2 | 1553 | 0.1557
Central_PV-2 | 1554 | 0.0198
Central_PV-2 | 1555 | 0
Central_PV-2 | 1556 | 0
Central_PV-2 | 1557 | 0
Central_PV-2 | 1558 | 0
Central_PV-2 | 1559 | 0
Central_PV-2 | 1560 | 0
Central_PV-2 | 1561 | 0
Central_PV-2 | 1562 | 0
Central_PV-2 | 1563 | 0
Central_PV-2 | 1564 | 0
Central_PV-2 | 1565 | 0
Central_PV-2 | 1566 | 0
Central_PV-2 | 1567 | 0
Central_PV-2 | 1568 | 0.0369
Central_PV-2 | 1569 | 0.1107
Central_PV-2 | 1570 | 0.0702
Central_PV-2 | 1571 | 0.135
Central_PV-2 | 1572 | 0.1179
Central_PV-2 | 1573 | 0.1881
Central_PV-2 | 1574 | 0.2277
Central_PV-2 | 1575 | 0.1521
Central_PV-2 | 1576 | 0.1377
Central_PV-2 | 1577 | 0.1521
Central_PV-2 | 1578 | 0.0297
Central_PV-2 | 1579 | 0
Central_PV-2 | 1580 | 0
Central_PV-2 | 1581 | 0
Central_PV-2 | 1582 | 0
Central_PV-2 | 1583 | 0
Central_PV-2 | 1584 | 0
Central_PV-2 | 1585 | 0
Central_PV-2 | 1586 | 0
Central_PV-2 | 1587 | 0
Central_PV-2 | 1588 | 0
Central_PV-2 | 1589 | 0
Central_PV-2 | 1590 | 0
Central_PV-2 | 1591 | 0
Central_PV-2 | 1592 | 0.1215
Central_PV-2 | 1593 | 0.2889
Central_PV-2 | 1594 | 0.4383
Central_PV-2 | 1595 | 0.5814
Central_PV-2 | 1596 | 0.6615
Central_PV-2 | 1597 | 0.6696
Central_PV-2 | 1598 | 0.6264
Central_PV-2 | 1599 | 0.5229
Central_PV-2 | 1600 | 0.3969
Central_PV-2 | 1601 | 0.2277
Central_PV-2 | 1602 | 0.0315
Central_PV-2 | 1603 | 0
Central_PV-2 | 1604 | 0
Central_PV-2 | 1605 | 0
Central_PV-2 | 1606 | 0
Central_PV-2 | 1607 | 0
Central_PV-2 | 1608 | 0
Central_PV-2 | 1609 | 0
Central_PV-2 | 1610 | 0
Central_PV-2 | 1611 | 0
Central_PV-2 | 1612 | 0
Central_PV-2 | 1613 | 0
Central_PV-2 | 1614 | 0
Central_PV-2 | 1615 | 0
Central_PV-2 | 1616 | 0.054
Central_PV-2 | 1617 | 0.1161
Central_PV-2 | 1618 | 0.2808
Central_PV-2 | 1619 | 0.4608
Central_PV-2 | 1620 | 0.4428
Central_PV-2 | 1621 | 0.5868
Central_PV-2 | 1622 | 0.5949
Central_PV-2 | 1623 | 0.441
Central_PV-2 | 1624 | 0.3195
Central_PV-2 | 1625 | 0.2151
Central_PV-2 | 1626 | 0.0315
Central_PV-2 | 1627 | 0
Central_PV-2 | 1628 | 0
Central_PV-2 | 1629 | 0
Central_PV-2 | 1630 | 0
Central_PV-2 | 1631 | 0
Central_PV-2 | 1632 | 0
Central_PV-2 | 1633 | 0
Central_PV-2 | 1634 | 0
Central_PV-2 | 1635 | 0
Central_PV-2 | 1636 | 0
Central_PV-2 | 1637 | 0
Central_PV-2 | 1638 | 0
Central_PV-2 | 1639 | 0
Central_PV-2 | 1640 | 0.1458
Central_PV-2 | 1641 | 0.3141
Central_PV-2 | 1642 | 0.4707
Central_PV-2 | 1643 | 0.5796
Central_PV-2 | 1644 | 0.6678
Central_PV-2 | 1645 | 0.6822
Central_PV-2 | 1646 | 0.6426
Central_PV-2 | 1647 | 0.5472
Central_PV-2 | 1648 | 0.4014
Central_PV-2 | 1649 | 0.2412
Central_PV-2 | 1650 | 0.0324
Central_PV-2 | 1651 | 0
Central_PV-2 | 1652 | 0
Central_PV-2 | 1653 | 0
Central_PV-2 | 1654 | 0
Central_PV-2 | 1655 | 0
Central_PV-2 | 1656 | 0
Central_PV-2 | 1657 | 0
Central_PV-2 | 1658 | 0
Central_PV-2 | 1659 | 0
Central_PV-2 | 1660 | 0
Central_PV-2 | 1661 | 0
Central_PV-2 | 1662 | 0
Central_PV-2 | 1663 | 0
Central_PV-2 | 1664 | 0.1467
Central_PV-2 | 1665 | 0.306
Central_PV-2 | 1666 | 0.2403
Central_PV-2 | 1667 | 0.3708
Central_PV-2 | 1668 | 0.4914
Central_PV-2 | 1669 | 0.6165
Central_PV-2 | 1670 | 0.5238
Central_PV-2 | 1671 | 0.4986
Central_PV-2 | 1672 | 0.378
Central_PV-2 | 1673 | 0.1944
Central_PV-2 | 1674 | 0.036
Central_PV-2 | 1675 | 0
Central_PV-2 | 1676 | 0
Central_PV-2 | 1677 | 0
Central_PV-2 | 1678 | 0
Central_PV-2 | 1679 | 0
Central_PV-2 | 1680 | 0
Central_PV-2 | 1681 | 0
Central_PV-2 | 1682 | 0
Central_PV-2 | 1683 | 0
Central_PV-2 | 1684 | 0
Central_PV-2 | 1685 | 0
Central_PV-2 | 1686 | 0
Central_PV-2 | 1687 | 0
Central_PV-2 | 1688 | 0.1089
Central_PV-2 | 1689 | 0.2196
Central_PV-2 | 1690 | 0.2952
Central_PV-2 | 1691 | 0.3645
Central_PV-2 | 1692 | 0.3708
Central_PV-2 | 1693 | 0.2637
Central_PV-2 | 1694 | 0.1467
Central_PV-2 | 1695 | 0.1008
Central_PV-2 | 1696 | 0.2556
Central_PV-2 | 1697 | 0.1629
Central_PV-2 | 1698 | 0.036
Central_PV-2 | 1699 | 0
Central_PV-2 | 1700 | 0
Central_PV-2 | 1701 | 0
Central_PV-2 | 1702 | 0
Central_PV-2 | 1703 | 0
Central_PV-2 | 1704 | 0
Central_PV-2 | 1705 | 0
Central_PV-2 | 1706 | 0
Central_PV-2 | 1707 | 0
Central_PV-2 | 1708 | 0
Central_PV-2 | 1709 | 0
Central_PV-2 | 1710 | 0
Central_PV-2 | 1711 | 0
Central_PV-2 | 1712 | 0.1539
Central_PV-2 | 1713 | 0.3258
Central_PV-2 | 1714 | 0.4914
Central_PV-2 | 1715 | 0.6102
Central_PV-2 | 1716 | 0.6867
Central_PV-2 | 1717 | 0.6966
Central_PV-2 | 1718 | 0.6561
Central_PV-2 | 1719 | 0.558
Central_PV-2 | 1720 | 0.4086
Central_PV-2 | 1721 | 0.2376
Central_PV-2 | 1722 | 0.036
Central_PV-2 | 1723 | 0
Central_PV-2 | 1724 | 0
Central_PV-2 | 1725 | 0
Central_PV-2 | 1726 | 0
Central_PV-2 | 1727 | 0
Central_PV-2 | 1728 | 0
Central_PV-2 | 1729 | 0
Central_PV-2 | 1730 | 0
Central_PV-2 | 1731 | 0
Central_PV-2 | 1732 | 0
Central_PV-2 | 1733 | 0
Central_PV-2 | 1734 | 0
Central_PV-2 | 1735 | 0
Central_PV-2 | 1736 | 0.1647
Central_PV-2 | 1737 | 0.3366
Central_PV-2 | 1738 | 0.4788
Central_PV-2 | 1739 | 0.5841
Central_PV-2 | 1740 | 0.6597
Central_PV-2 | 1741 | 0.6615
Central_PV-2 | 1742 | 0.5481
Central_PV-2 | 1743 | 0.4725
Central_PV-2 | 1744 | 0.387
Central_PV-2 | 1745 | 0.2358
Central_PV-2 | 1746 | 0.0378
Central_PV-2 | 1747 | 0
Central_PV-2 | 1748 | 0
Central_PV-2 | 1749 | 0
Central_PV-2 | 1750 | 0
Central_PV-2 | 1751 | 0
Central_PV-2 | 1752 | 0
Central_PV-2 | 1753 | 0
Central_PV-2 | 1754 | 0
Central_PV-2 | 1755 | 0
Central_PV-2 | 1756 | 0
Central_PV-2 | 1757 | 0
Central_PV-2 | 1758 | 0
Central_PV-2 | 1759 | 0
Central_PV-2 | 1760 | 0.171
Central_PV-2 | 1761 | 0.3438
Central_PV-2 | 1762 | 0.5022
Central_PV-2 | 1763 | 0.5535
Central_PV-2 | 1764 | 0.5247
Central_PV-2 | 1765 | 0.6444
Central_PV-2 | 1766 | 0.5175
Central_PV-2 | 1767 | 0.2502
Central_PV-2 | 1768 | 0.2961
Central_PV-2 | 1769 | 0.1674
Central_PV-2 | 1770 | 0.0414
Central_PV-2 | 1771 | 0
Central_PV-2 | 1772 | 0
Central_PV-2 | 1773 | 0
Central_PV-2 | 1774 | 0
Central_PV-2 | 1775 | 0
Central_PV-2 | 1776 | 0
Central_PV-2 | 1777 | 0
Central_PV-2 | 1778 | 0
Central_PV-2 | 1779 | 0
Central_PV-2 | 1780 | 0
Central_PV-2 | 1781 | 0
Central_PV-2 | 1782 | 0
Central_PV-2 | 1783 | 0
Central_PV-2 | 1784 | 0.1566
Central_PV-2 | 1785 | 0.3321
Central_PV-2 | 1786 | 0.4914
Central_PV-2 | 1787 | 0.6003
Central_PV-2 | 1788 | 0.6912
Central_PV-2 | 1789 | 0.7218
Central_PV-2 | 1790 | 0.666
Central_PV-2 | 1791 | 0.567
Central_PV-2 | 1792 | 0.4203
Central_PV-2 | 1793 | 0.2502
Central_PV-2 | 1794 | 0.0378
Central_PV-2 | 1795 | 0
Central_PV-2 | 1796 | 0
Central_PV-2 | 1797 | 0
Central_PV-2 | 1798 | 0
Central_PV-2 | 1799 | 0
Central_PV-2 | 1800 | 0
Central_PV-2 | 1801 | 0
Central_PV-2 | 1802 | 0
Central_PV-2 | 1803 | 0
Central_PV-2 | 1804 | 0
Central_PV-2 | 1805 | 0
Central_PV-2 | 1806 | 0
Central_PV-2 | 1807 | 0.0099
Central_PV-2 | 1808 | 0.1746
Central_PV-2 | 1809 | 0.3501
Central_PV-2 | 1810 | 0.5148
Central_PV-2 | 1811 | 0.6372
Central_PV-2 | 1812 | 0.7065
Central_PV-2 | 1813 | 0.7155
Central_PV-2 | 1814 | 0.6669
Central_PV-2 | 1815 | 0.5769
Central_PV-2 | 1816 | 0.4239
Central_PV-2 | 1817 | 0.2565
Central_PV-2 | 1818 | 0.0387
Central_PV-2 | 1819 | 0
Central_PV-2 | 1820 | 0
Central_PV-2 | 1821 | 0
Central_PV-2 | 1822 | 0
Central_PV-2 | 1823 | 0
Central_PV-2 | 1824 | 0
Central_PV-2 | 1825 | 0
Central_PV-2 | 1826 | 0
Central_PV-2 | 1827 | 0
Central_PV-2 | 1828 | 0
Central_PV-2 | 1829 | 0
Central_PV-2 | 1830 | 0
Central_PV-2 | 1831 | 0.0135
Central_PV-2 | 1832 | 0.126
Central_PV-2 | 1833 | 0.1098
Central_PV-2 | 1834 | 0.0981
Central_PV-2 | 1835 | 0.0747
Central_PV-2 | 1836 | 0.063
Central_PV-2 | 1837 | 0.0639
Central_PV-2 | 1838 | 0.0774
Central_PV-2 | 1839 | 0.3357
Central_PV-2 | 1840 | 0.279
Central_PV-2 | 1841 | 0.1269
Central_PV-2 | 1842 | 0.0441
Central_PV-2 | 1843 | 0
Central_PV-2 | 1844 | 0
Central_PV-2 | 1845 | 0
Central_PV-2 | 1846 | 0
Central_PV-2 | 1847 | 0
Central_PV-2 | 1848 | 0
Central_PV-2 | 1849 | 0
Central_PV-2 | 1850 | 0
Central_PV-2 | 1851 | 0
Central_PV-2 | 1852 | 0
Central_PV-2 | 1853 | 0
Central_PV-2 | 1854 | 0
Central_PV-2 | 1855 | 0.0144
Central_PV-2 | 1856 | 0.1773
Central_PV-2 | 1857 | 0.3717
Central_PV-2 | 1858 | 0.4905
Central_PV-2 | 1859 | 0.6714
Central_PV-2 | 1860 | 0.6984
Central_PV-2 | 1861 | 0.5139
Central_PV-2 | 1862 | 0.5094
Central_PV-2 | 1863 | 0.0513
Central_PV-2 | 1864 | 0.0387
Central_PV-2 | 1865 | 0.0468
Central_PV-2 | 1866 | 0.0324
Central_PV-2 | 1867 | 0
Central_PV-2 | 1868 | 0
Central_PV-2 | 1869 | 0
Central_PV-2 | 1870 | 0
Central_PV-2 | 1871 | 0
Central_PV-2 | 1872 | 0
Central_PV-2 | 1873 | 0
Central_PV-2 | 1874 | 0
Central_PV-2 | 1875 | 0
Central_PV-2 | 1876 | 0
Central_PV-2 | 1877 | 0
Central_PV-2 | 1878 | 0
Central_PV-2 | 1879 | 0.0171
Central_PV-2 | 1880 | 0.0954
Central_PV-2 | 1881 | 0.1278
Central_PV-2 | 1882 | 0.1935
Central_PV-2 | 1883 | 0.2223
Central_PV-2 | 1884 | 0.0945
Central_PV-2 | 1885 | 0.2178
Central_PV-2 | 1886 | 0.3186
Central_PV-2 | 1887 | 0.3186
Central_PV-2 | 1888 | 0.207
Central_PV-2 | 1889 | 0.2097
Central_PV-2 | 1890 | 0.0315
Central_PV-2 | 1891 | 0
Central_PV-2 | 1892 | 0
Central_PV-2 | 1893 | 0
Central_PV-2 | 1894 | 0
Central_PV-2 | 1895 | 0
Central_PV-2 | 1896 | 0
Central_PV-2 | 1897 | 0
Central_PV-2 | 1898 | 0
Central_PV-2 | 1899 | 0
Central_PV-2 | 1900 | 0
Central_PV-2 | 1901 | 0
Central_PV-2 | 1902 | 0
Central_PV-2 | 1903 | 0.0288
Central_PV-2 | 1904 | 0.0486
Central_PV-2 | 1905 | 0.2664
Central_PV-2 | 1906 | 0.0936
Central_PV-2 | 1907 | 0.6507
Central_PV-2 | 1908 | 0.648
Central_PV-2 | 1909 | 0.4545
Central_PV-2 | 1910 | 0.6156
Central_PV-2 | 1911 | 0.5598
Central_PV-2 | 1912 | 0.3861
Central_PV-2 | 1913 | 0.1944
Central_PV-2 | 1914 | 0.0513
Central_PV-2 | 1915 | 0
Central_PV-2 | 1916 | 0
Central_PV-2 | 1917 | 0
Central_PV-2 | 1918 | 0
Central_PV-2 | 1919 | 0
Central_PV-2 | 1920 | 0
Central_PV-2 | 1921 | 0
Central_PV-2 | 1922 | 0
Central_PV-2 | 1923 | 0
Central_PV-2 | 1924 | 0
Central_PV-2 | 1925 | 0
Central_PV-2 | 1926 | 0
Central_PV-2 | 1927 | 0.0252
Central_PV-2 | 1928 | 0.0702
Central_PV-2 | 1929 | 0.0999
Central_PV-2 | 1930 | 0.144
Central_PV-2 | 1931 | 0.5229
Central_PV-2 | 1932 | 0.3663
Central_PV-2 | 1933 | 0.2889
Central_PV-2 | 1934 | 0.5841
Central_PV-2 | 1935 | 0.3753
Central_PV-2 | 1936 | 0.3726
Central_PV-2 | 1937 | 0.1899
Central_PV-2 | 1938 | 0.0441
Central_PV-2 | 1939 | 0
Central_PV-2 | 1940 | 0
Central_PV-2 | 1941 | 0
Central_PV-2 | 1942 | 0
Central_PV-2 | 1943 | 0
Central_PV-2 | 1944 | 0
Central_PV-2 | 1945 | 0
Central_PV-2 | 1946 | 0
Central_PV-2 | 1947 | 0
Central_PV-2 | 1948 | 0
Central_PV-2 | 1949 | 0
Central_PV-2 | 1950 | 0
Central_PV-2 | 1951 | 0.0288
Central_PV-2 | 1952 | 0.1458
Central_PV-2 | 1953 | 0.2286
Central_PV-2 | 1954 | 0.1602
Central_PV-2 | 1955 | 0.0801
Central_PV-2 | 1956 | 0.0648
Central_PV-2 | 1957 | 0.081
Central_PV-2 | 1958 | 0.1773
Central_PV-2 | 1959 | 0.1449
Central_PV-2 | 1960 | 0.0396
Central_PV-2 | 1961 | 0.0315
Central_PV-2 | 1962 | 0.0432
Central_PV-2 | 1963 | 0
Central_PV-2 | 1964 | 0
Central_PV-2 | 1965 | 0
Central_PV-2 | 1966 | 0
Central_PV-2 | 1967 | 0
Central_PV-2 | 1968 | 0
Central_PV-2 | 1969 | 0
Central_PV-2 | 1970 | 0
Central_PV-2 | 1971 | 0
Central_PV-2 | 1972 | 0
Central_PV-2 | 1973 | 0
Central_PV-2 | 1974 | 0
Central_PV-2 | 1975 | 0.0081
Central_PV-2 | 1976 | 0.0666
Central_PV-2 | 1977 | 0.2448
Central_PV-2 | 1978 | 0.4023
Central_PV-2 | 1979 | 0.4536
Central_PV-2 | 1980 | 0.5913
Central_PV-2 | 1981 | 0.5607
Central_PV-2 | 1982 | 0.5283
Central_PV-2 | 1983 | 0.5733
Central_PV-2 | 1984 | 0.3879
Central_PV-2 | 1985 | 0.1764
Central_PV-2 | 1986 | 0.0495
Central_PV-2 | 1987 | 0
Central_PV-2 | 1988 | 0
Central_PV-2 | 1989 | 0
Central_PV-2 | 1990 | 0
Central_PV-2 | 1991 | 0
Central_PV-2 | 1992 | 0
Central_PV-2 | 1993 | 0
Central_PV-2 | 1994 | 0
Central_PV-2 | 1995 | 0
Central_PV-2 | 1996 | 0
Central_PV-2 | 1997 | 0
Central_PV-2 | 1998 | 0
Central_PV-2 | 1999 | 0.0207
Central_PV-2 | 2000 | 0.1836
Central_PV-2 | 2001 | 0.2223
Central_PV-2 | 2002 | 0.2682
Central_PV-2 | 2003 | 0.2925
Central_PV-2 | 2004 | 0.3969
Central_PV-2 | 2005 | 0.2898
Central_PV-2 | 2006 | 0.4095
Central_PV-2 | 2007 | 0.3825
Central_PV-2 | 2008 | 0.225
Central_PV-2 | 2009 | 0.1224
Central_PV-2 | 2010 | 0.0576
Central_PV-2 | 2011 | 0
Central_PV-2 | 2012 | 0
Central_PV-2 | 2013 | 0
Central_PV-2 | 2014 | 0
Central_PV-2 | 2015 | 0
Central_PV-2 | 2016 | 0
Central_PV-2 | 2017 | 0
Central_PV-2 | 2018 | 0
Central_PV-2 | 2019 | 0
Central_PV-2 | 2020 | 0
Central_PV-2 | 2021 | 0
Central_PV-2 | 2022 | 0
Central_PV-2 | 2023 | 0.027
Central_PV-2 | 2024 | 0.2331
Central_PV-2 | 2025 | 0.4104
Central_PV-2 | 2026 | 0.5328
Central_PV-2 | 2027 | 0.5526
Central_PV-2 | 2028 | 0.6183
Central_PV-2 | 2029 | 0.6921
Central_PV-2 | 2030 | 0.5607
Central_PV-2 | 2031 | 0.4923
Central_PV-2 | 2032 | 0.3573
Central_PV-2 | 2033 | 0.2376
Central_PV-2 | 2034 | 0.0585
Central_PV-2 | 2035 | 0
Central_PV-2 | 2036 | 0
Central_PV-2 | 2037 | 0
Central_PV-2 | 2038 | 0
Central_PV-2 | 2039 | 0
Central_PV-2 | 2040 | 0
Central_PV-2 | 2041 | 0
Central_PV-2 | 2042 | 0
Central_PV-2 | 2043 | 0
Central_PV-2 | 2044 | 0
Central_PV-2 | 2045 | 0
Central_PV-2 | 2046 | 0
Central_PV-2 | 2047 | 0.0108
Central_PV-2 | 2048 | 0.0207
Central_PV-2 | 2049 | 0.1494
Central_PV-2 | 2050 | 0.0891
Central_PV-2 | 2051 | 0.0954
Central_PV-2 | 2052 | 0.1467
Central_PV-2 | 2053 | 0.1278
Central_PV-2 | 2054 | 0.0756
Central_PV-2 | 2055 | 0.0801
Central_PV-2 | 2056 | 0.0819
Central_PV-2 | 2057 | 0.0252
Central_PV-2 | 2058 | 0.0567
Central_PV-2 | 2059 | 0
Central_PV-2 | 2060 | 0
Central_PV-2 | 2061 | 0
Central_PV-2 | 2062 | 0
Central_PV-2 | 2063 | 0
Central_PV-2 | 2064 | 0
Central_PV-2 | 2065 | 0
Central_PV-2 | 2066 | 0
Central_PV-2 | 2067 | 0
Central_PV-2 | 2068 | 0
Central_PV-2 | 2069 | 0
Central_PV-2 | 2070 | 0
Central_PV-2 | 2071 | 0.0594
Central_PV-2 | 2072 | 0.1593
Central_PV-2 | 2073 | 0.3393
Central_PV-2 | 2074 | 0.2664
Central_PV-2 | 2075 | 0.2502
Central_PV-2 | 2076 | 0.4752
Central_PV-2 | 2077 | 0.4608
Central_PV-2 | 2078 | 0.2871
Central_PV-2 | 2079 | 0.1593
Central_PV-2 | 2080 | 0.1287
Central_PV-2 | 2081 | 0.1647
Central_PV-2 | 2082 | 0.0405
Central_PV-2 | 2083 | 0
Central_PV-2 | 2084 | 0
Central_PV-2 | 2085 | 0
Central_PV-2 | 2086 | 0
Central_PV-2 | 2087 | 0
Central_PV-2 | 2088 | 0
Central_PV-2 | 2089 | 0
Central_PV-2 | 2090 | 0
Central_PV-2 | 2091 | 0
Central_PV-2 | 2092 | 0
Central_PV-2 | 2093 | 0
Central_PV-2 | 2094 | 0
Central_PV-2 | 2095 | 0.0648
Central_PV-2 | 2096 | 0.2061
Central_PV-2 | 2097 | 0.3807
Central_PV-2 | 2098 | 0.5256
Central_PV-2 | 2099 | 0.4914
Central_PV-2 | 2100 | 0.5967
Central_PV-2 | 2101 | 0.4995
Central_PV-2 | 2102 | 0.6102
Central_PV-2 | 2103 | 0.6156
Central_PV-2 | 2104 | 0.4464
Central_PV-2 | 2105 | 0.2862
Central_PV-2 | 2106 | 0.0432
Central_PV-2 | 2107 | 0
Central_PV-2 | 2108 | 0
Central_PV-2 | 2109 | 0
Central_PV-2 | 2110 | 0
Central_PV-2 | 2111 | 0
Central_PV-2 | 2112 | 0
Central_PV-2 | 2113 | 0
Central_PV-2 | 2114 | 0
Central_PV-2 | 2115 | 0
Central_PV-2 | 2116 | 0
Central_PV-2 | 2117 | 0
Central_PV-2 | 2118 | 0
Central_PV-2 | 2119 | 0.0099
Central_PV-2 | 2120 | 0.1467
Central_PV-2 | 2121 | 0.3897
Central_PV-2 | 2122 | 0.5544
Central_PV-2 | 2123 | 0.4986
Central_PV-2 | 2124 | 0.6444
Central_PV-2 | 2125 | 0.6714
Central_PV-2 | 2126 | 0.531
Central_PV-2 | 2127 | 0.6219
Central_PV-2 | 2128 | 0.4023
Central_PV-2 | 2129 | 0.2988
Central_PV-2 | 2130 | 0.0459
Central_PV-2 | 2131 | 0
Central_PV-2 | 2132 | 0
Central_PV-2 | 2133 | 0
Central_PV-2 | 2134 | 0
Central_PV-2 | 2135 | 0
Central_PV-2 | 2136 | 0
Central_PV-2 | 2137 | 0
Central_PV-2 | 2138 | 0
Central_PV-2 | 2139 | 0
Central_PV-2 | 2140 | 0
Central_PV-2 | 2141 | 0
Central_PV-2 | 2142 | 0
Central_PV-2 | 2143 | 0.0639
Central_PV-2 | 2144 | 0.2439
Central_PV-2 | 2145 | 0.3636
Central_PV-2 | 2146 | 0.5679
Central_PV-2 | 2147 | 0.6741
Central_PV-2 | 2148 | 0.6867
Central_PV-2 | 2149 | 0.6633
Central_PV-2 | 2150 | 0.5202
Central_PV-2 | 2151 | 0.4113
Central_PV-2 | 2152 | 0.4014
Central_PV-2 | 2153 | 0.2583
Central_PV-2 | 2154 | 0.0576
Central_PV-2 | 2155 | 0
Central_PV-2 | 2156 | 0
Central_PV-2 | 2157 | 0
Central_PV-2 | 2158 | 0
Central_PV-2 | 2159 | 0
Central_PV-2 | 2160 | 0
Central_PV-2 | 2161 | 0
Central_PV-2 | 2162 | 0
Central_PV-2 | 2163 | 0
Central_PV-2 | 2164 | 0
Central_PV-2 | 2165 | 0
Central_PV-2 | 2166 | 0
Central_PV-2 | 2167 | 0.0702
Central_PV-2 | 2168 | 0.234
Central_PV-2 | 2169 | 0.4086
Central_PV-2 | 2170 | 0.5616
Central_PV-2 | 2171 | 0.6804
Central_PV-2 | 2172 | 0.7524
Central_PV-2 | 2173 | 0.7209
Central_PV-2 | 2174 | 0.6966
Central_PV-2 | 2175 | 0.486
Central_PV-2 | 2176 | 0.3447
Central_PV-2 | 2177 | 0.2574
Central_PV-2 | 2178 | 0.0576
Central_PV-2 | 2179 | 0
Central_PV-2 | 2180 | 0
Central_PV-2 | 2181 | 0
Central_PV-2 | 2182 | 0
Central_PV-2 | 2183 | 0
Central_PV-2 | 2184 | 0
Central_PV-2 | 2185 | 0
Central_PV-2 | 2186 | 0
Central_PV-2 | 2187 | 0
Central_PV-2 | 2188 | 0
Central_PV-2 | 2189 | 0
Central_PV-2 | 2190 | 0
Central_PV-2 | 2191 | 0.0261
Central_PV-2 | 2192 | 0.0828
Central_PV-2 | 2193 | 0.3825
Central_PV-2 | 2194 | 0.3483
Central_PV-2 | 2195 | 0.351
Central_PV-2 | 2196 | 0.3546
Central_PV-2 | 2197 | 0.432
Central_PV-2 | 2198 | 0.6516
Central_PV-2 | 2199 | 0.5112
Central_PV-2 | 2200 | 0.3123
Central_PV-2 | 2201 | 0.1647
Central_PV-2 | 2202 | 0.0585
Central_PV-2 | 2203 | 0
Central_PV-2 | 2204 | 0
Central_PV-2 | 2205 | 0
Central_PV-2 | 2206 | 0
Central_PV-2 | 2207 | 0
Central_PV-2 | 2208 | 0
Central_PV-2 | 2209 | 0
Central_PV-2 | 2210 | 0
Central_PV-2 | 2211 | 0
Central_PV-2 | 2212 | 0
Central_PV-2 | 2213 | 0
Central_PV-2 | 2214 | 0
Central_PV-2 | 2215 | 0.0126
Central_PV-2 | 2216 | 0.0558
Central_PV-2 | 2217 | 0.0603
Central_PV-2 | 2218 | 0.0819
Central_PV-2 | 2219 | 0.0621
Central_PV-2 | 2220 | 0.1062
Central_PV-2 | 2221 | 0.1395
Central_PV-2 | 2222 | 0.3258
Central_PV-2 | 2223 | 0.1818
Central_PV-2 | 2224 | 0.0873
Central_PV-2 | 2225 | 0.0477
Central_PV-2 | 2226 | 0.0432
Central_PV-2 | 2227 | 0
Central_PV-2 | 2228 | 0
Central_PV-2 | 2229 | 0
Central_PV-2 | 2230 | 0
Central_PV-2 | 2231 | 0
Central_PV-2 | 2232 | 0
Central_PV-2 | 2233 | 0
Central_PV-2 | 2234 | 0
Central_PV-2 | 2235 | 0
Central_PV-2 | 2236 | 0
Central_PV-2 | 2237 | 0
Central_PV-2 | 2238 | 0
Central_PV-2 | 2239 | 0.0261
Central_PV-2 | 2240 | 0.0351
Central_PV-2 | 2241 | 0.1494
Central_PV-2 | 2242 | 0.2277
Central_PV-2 | 2243 | 0.0936
Central_PV-2 | 2244 | 0.5049
Central_PV-2 | 2245 | 0.2061
Central_PV-2 | 2246 | 0.6615
Central_PV-2 | 2247 | 0.207
Central_PV-2 | 2248 | 0.3492
Central_PV-2 | 2249 | 0.2565
Central_PV-2 | 2250 | 0.0675
Central_PV-2 | 2251 | 0
Central_PV-2 | 2252 | 0
Central_PV-2 | 2253 | 0
Central_PV-2 | 2254 | 0
Central_PV-2 | 2255 | 0
Central_PV-2 | 2256 | 0
Central_PV-2 | 2257 | 0
Central_PV-2 | 2258 | 0
Central_PV-2 | 2259 | 0
Central_PV-2 | 2260 | 0
Central_PV-2 | 2261 | 0
Central_PV-2 | 2262 | 0
Central_PV-2 | 2263 | 0.0882
Central_PV-2 | 2264 | 0.261
Central_PV-2 | 2265 | 0.4392
Central_PV-2 | 2266 | 0.4968
Central_PV-2 | 2267 | 0.7047
Central_PV-2 | 2268 | 0.7758
Central_PV-2 | 2269 | 0.7704
Central_PV-2 | 2270 | 0.7209
Central_PV-2 | 2271 | 0.6129
Central_PV-2 | 2272 | 0.4707
Central_PV-2 | 2273 | 0.2988
Central_PV-2 | 2274 | 0.0639
Central_PV-2 | 2275 | 0
Central_PV-2 | 2276 | 0
Central_PV-2 | 2277 | 0
Central_PV-2 | 2278 | 0
Central_PV-2 | 2279 | 0
Central_PV-2 | 2280 | 0
Central_PV-2 | 2281 | 0
Central_PV-2 | 2282 | 0
Central_PV-2 | 2283 | 0
Central_PV-2 | 2284 | 0
Central_PV-2 | 2285 | 0
Central_PV-2 | 2286 | 0
Central_PV-2 | 2287 | 0.09
Central_PV-2 | 2288 | 0.2646
Central_PV-2 | 2289 | 0.4482
Central_PV-2 | 2290 | 0.5994
Central_PV-2 | 2291 | 0.7164
Central_PV-2 | 2292 | 0.783
Central_PV-2 | 2293 | 0.7821
Central_PV-2 | 2294 | 0.7281
Central_PV-2 | 2295 | 0.6255
Central_PV-2 | 2296 | 0.486
Central_PV-2 | 2297 | 0.3114
Central_PV-2 | 2298 | 0.0594
Central_PV-2 | 2299 | 0
Central_PV-2 | 2300 | 0
Central_PV-2 | 2301 | 0
Central_PV-2 | 2302 | 0
Central_PV-2 | 2303 | 0
Central_PV-2 | 2304 | 0
Central_PV-2 | 2305 | 0
Central_PV-2 | 2306 | 0
Central_PV-2 | 2307 | 0
Central_PV-2 | 2308 | 0
Central_PV-2 | 2309 | 0
Central_PV-2 | 2310 | 0
Central_PV-2 | 2311 | 0.0522
Central_PV-2 | 2312 | 0.162
Central_PV-2 | 2313 | 0.2799
Central_PV-2 | 2314 | 0.4005
Central_PV-2 | 2315 | 0.5049
Central_PV-2 | 2316 | 0.7434
Central_PV-2 | 2317 | 0.6516
Central_PV-2 | 2318 | 0.72
Central_PV-2 | 2319 | 0.6192
Central_PV-2 | 2320 | 0.4815
Central_PV-2 | 2321 | 0.3096
Central_PV-2 | 2322 | 0.0594
Central_PV-2 | 2323 | 0
Central_PV-2 | 2324 | 0
Central_PV-2 | 2325 | 0
Central_PV-2 | 2326 | 0
Central_PV-2 | 2327 | 0
Central_PV-2 | 2328 | 0
Central_PV-2 | 2329 | 0
Central_PV-2 | 2330 | 0
Central_PV-2 | 2331 | 0
Central_PV-2 | 2332 | 0
Central_PV-2 | 2333 | 0
Central_PV-2 | 2334 | 0
Central_PV-2 | 2335 | 0.0981
Central_PV-2 | 2336 | 0.2763
Central_PV-2 | 2337 | 0.4527
Central_PV-2 | 2338 | 0.6048
Central_PV-2 | 2339 | 0.7173
Central_PV-2 | 2340 | 0.783
Central_PV-2 | 2341 | 0.7767
Central_PV-2 | 2342 | 0.7308
Central_PV-2 | 2343 | 0.6255
Central_PV-2 | 2344 | 0.4842
Central_PV-2 | 2345 | 0.3141
Central_PV-2 | 2346 | 0.0621
Central_PV-2 | 2347 | 0
Central_PV-2 | 2348 | 0
Central_PV-2 | 2349 | 0
Central_PV-2 | 2350 | 0
Central_PV-2 | 2351 | 0
Central_PV-2 | 2352 | 0
Central_PV-2 | 2353 | 0
Central_PV-2 | 2354 | 0
Central_PV-2 | 2355 | 0
Central_PV-2 | 2356 | 0
Central_PV-2 | 2357 | 0
Central_PV-2 | 2358 | 0
Central_PV-2 | 2359 | 0.1035
Central_PV-2 | 2360 | 0.2835
Central_PV-2 | 2361 | 0.4572
Central_PV-2 | 2362 | 0.6156
Central_PV-2 | 2363 | 0.7317
Central_PV-2 | 2364 | 0.7947
Central_PV-2 | 2365 | 0.7884
Central_PV-2 | 2366 | 0.7416
Central_PV-2 | 2367 | 0.6381
Central_PV-2 | 2368 | 0.5022
Central_PV-2 | 2369 | 0.3195
Central_PV-2 | 2370 | 0.063
Central_PV-2 | 2371 | 0
Central_PV-2 | 2372 | 0
Central_PV-2 | 2373 | 0
Central_PV-2 | 2374 | 0
Central_PV-2 | 2375 | 0
Central_PV-2 | 2376 | 0
Central_PV-2 | 2377 | 0
Central_PV-2 | 2378 | 0
Central_PV-2 | 2379 | 0
Central_PV-2 | 2380 | 0
Central_PV-2 | 2381 | 0
Central_PV-2 | 2382 | 0
Central_PV-2 | 2383 | 0.1071
Central_PV-2 | 2384 | 0.2925
Central_PV-2 | 2385 | 0.459
Central_PV-2 | 2386 | 0.6129
Central_PV-2 | 2387 | 0.729
Central_PV-2 | 2388 | 0.7866
Central_PV-2 | 2389 | 0.7875
Central_PV-2 | 2390 | 0.7407
Central_PV-2 | 2391 | 0.6345
Central_PV-2 | 2392 | 0.4923
Central_PV-2 | 2393 | 0.3195
Central_PV-2 | 2394 | 0.1368
Central_PV-2 | 2395 | 0
Central_PV-2 | 2396 | 0
Central_PV-2 | 2397 | 0
Central_PV-2 | 2398 | 0
Central_PV-2 | 2399 | 0
Central_PV-2 | 2400 | 0
Central_PV-2 | 2401 | 0
Central_PV-2 | 2402 | 0
Central_PV-2 | 2403 | 0
Central_PV-2 | 2404 | 0
Central_PV-2 | 2405 | 0
Central_PV-2 | 2406 | 0
Central_PV-2 | 2407 | 0.0864
Central_PV-2 | 2408 | 0.2853
Central_PV-2 | 2409 | 0.4608
Central_PV-2 | 2410 | 0.6147
Central_PV-2 | 2411 | 0.585
Central_PV-2 | 2412 | 0.7776
Central_PV-2 | 2413 | 0.729
Central_PV-2 | 2414 | 0.1989
Central_PV-2 | 2415 | 0.4401
Central_PV-2 | 2416 | 0.243
Central_PV-2 | 2417 | 0.0846
Central_PV-2 | 2418 | 0.027
Central_PV-2 | 2419 | 0
Central_PV-2 | 2420 | 0
Central_PV-2 | 2421 | 0
Central_PV-2 | 2422 | 0
Central_PV-2 | 2423 | 0
Central_PV-2 | 2424 | 0
Central_PV-2 | 2425 | 0
Central_PV-2 | 2426 | 0
Central_PV-2 | 2427 | 0
Central_PV-2 | 2428 | 0
Central_PV-2 | 2429 | 0
Central_PV-2 | 2430 | 0
Central_PV-2 | 2431 | 0.1116
Central_PV-2 | 2432 | 0.2745
Central_PV-2 | 2433 | 0.1647
Central_PV-2 | 2434 | 0.5895
Central_PV-2 | 2435 | 0.7398
Central_PV-2 | 2436 | 0.7686
Central_PV-2 | 2437 | 0.7524
Central_PV-2 | 2438 | 0.7389
Central_PV-2 | 2439 | 0.6534
Central_PV-2 | 2440 | 0.5031
Central_PV-2 | 2441 | 0.279
Central_PV-2 | 2442 | 0.1071
Central_PV-2 | 2443 | 0
Central_PV-2 | 2444 | 0
Central_PV-2 | 2445 | 0
Central_PV-2 | 2446 | 0
Central_PV-2 | 2447 | 0
Central_PV-2 | 2448 | 0
Central_PV-2 | 2449 | 0
Central_PV-2 | 2450 | 0
Central_PV-2 | 2451 | 0
Central_PV-2 | 2452 | 0
Central_PV-2 | 2453 | 0
Central_PV-2 | 2454 | 0
Central_PV-2 | 2455 | 0.117
Central_PV-2 | 2456 | 0.2925
Central_PV-2 | 2457 | 0.4698
Central_PV-2 | 2458 | 0.6282
Central_PV-2 | 2459 | 0.7362
Central_PV-2 | 2460 | 0.8001
Central_PV-2 | 2461 | 0.8046
Central_PV-2 | 2462 | 0.7497
Central_PV-2 | 2463 | 0.6426
Central_PV-2 | 2464 | 0.5004
Central_PV-2 | 2465 | 0.3276
Central_PV-2 | 2466 | 0.144
Central_PV-2 | 2467 | 0
Central_PV-2 | 2468 | 0
Central_PV-2 | 2469 | 0
Central_PV-2 | 2470 | 0
Central_PV-2 | 2471 | 0
Central_PV-2 | 2472 | 0
Central_PV-2 | 2473 | 0
Central_PV-2 | 2474 | 0
Central_PV-2 | 2475 | 0
Central_PV-2 | 2476 | 0
Central_PV-2 | 2477 | 0
Central_PV-2 | 2478 | 0
Central_PV-2 | 2479 | 0.1224
Central_PV-2 | 2480 | 0.3015
Central_PV-2 | 2481 | 0.4788
Central_PV-2 | 2482 | 0.6327
Central_PV-2 | 2483 | 0.7398
Central_PV-2 | 2484 | 0.8037
Central_PV-2 | 2485 | 0.8001
Central_PV-2 | 2486 | 0.7479
Central_PV-2 | 2487 | 0.6417
Central_PV-2 | 2488 | 0.4797
Central_PV-2 | 2489 | 0.2889
Central_PV-2 | 2490 | 0.1116
Central_PV-2 | 2491 | 0
Central_PV-2 | 2492 | 0
Central_PV-2 | 2493 | 0
Central_PV-2 | 2494 | 0
Central_PV-2 | 2495 | 0
Central_PV-2 | 2496 | 0
Central_PV-2 | 2497 | 0
Central_PV-2 | 2498 | 0
Central_PV-2 | 2499 | 0
Central_PV-2 | 2500 | 0
Central_PV-2 | 2501 | 0
Central_PV-2 | 2502 | 0
Central_PV-2 | 2503 | 0.1242
Central_PV-2 | 2504 | 0.3123
Central_PV-2 | 2505 | 0.4455
Central_PV-2 | 2506 | 0.3177
Central_PV-2 | 2507 | 0.432
Central_PV-2 | 2508 | 0.594
Central_PV-2 | 2509 | 0.4482
Central_PV-2 | 2510 | 0.5031
Central_PV-2 | 2511 | 0.4887
Central_PV-2 | 2512 | 0.4428
Central_PV-2 | 2513 | 0.1458
Central_PV-2 | 2514 | 0.0999
Central_PV-2 | 2515 | 0
Central_PV-2 | 2516 | 0
Central_PV-2 | 2517 | 0
Central_PV-2 | 2518 | 0
Central_PV-2 | 2519 | 0
Central_PV-2 | 2520 | 0
Central_PV-2 | 2521 | 0
Central_PV-2 | 2522 | 0
Central_PV-2 | 2523 | 0
Central_PV-2 | 2524 | 0
Central_PV-2 | 2525 | 0
Central_PV-2 | 2526 | 0
Central_PV-2 | 2527 | 0.1314
Central_PV-2 | 2528 | 0.3132
Central_PV-2 | 2529 | 0.4869
Central_PV-2 | 2530 | 0.6399
Central_PV-2 | 2531 | 0.747
Central_PV-2 | 2532 | 0.81
Central_PV-2 | 2533 | 0.81
Central_PV-2 | 2534 | 0.7542
Central_PV-2 | 2535 | 0.6507
Central_PV-2 | 2536 | 0.5085
Central_PV-2 | 2537 | 0.3375
Central_PV-2 | 2538 | 0.1548
Central_PV-2 | 2539 | 0
Central_PV-2 | 2540 | 0
Central_PV-2 | 2541 | 0
Central_PV-2 | 2542 | 0
Central_PV-2 | 2543 | 0
Central_PV-2 | 2544 | 0
Central_PV-2 | 2545 | 0
Central_PV-2 | 2546 | 0
Central_PV-2 | 2547 | 0
Central_PV-2 | 2548 | 0
Central_PV-2 | 2549 | 0
Central_PV-2 | 2550 | 0
Central_PV-2 | 2551 | 0.1287
Central_PV-2 | 2552 | 0.3123
Central_PV-2 | 2553 | 0.486
Central_PV-2 | 2554 | 0.6408
Central_PV-2 | 2555 | 0.7497
Central_PV-2 | 2556 | 0.8091
Central_PV-2 | 2557 | 0.8082
Central_PV-2 | 2558 | 0.7524
Central_PV-2 | 2559 | 0.6462
Central_PV-2 | 2560 | 0.5085
Central_PV-2 | 2561 | 0.333
Central_PV-2 | 2562 | 0.153
Central_PV-2 | 2563 | 0
Central_PV-2 | 2564 | 0
Central_PV-2 | 2565 | 0
Central_PV-2 | 2566 | 0
Central_PV-2 | 2567 | 0
Central_PV-2 | 2568 | 0
Central_PV-2 | 2569 | 0
Central_PV-2 | 2570 | 0
Central_PV-2 | 2571 | 0
Central_PV-2 | 2572 | 0
Central_PV-2 | 2573 | 0
Central_PV-2 | 2574 | 0
Central_PV-2 | 2575 | 0.1404
Central_PV-2 | 2576 | 0.3213
Central_PV-2 | 2577 | 0.4977
Central_PV-2 | 2578 | 0.648
Central_PV-2 | 2579 | 0.7614
Central_PV-2 | 2580 | 0.8208
Central_PV-2 | 2581 | 0.8109
Central_PV-2 | 2582 | 0.7668
Central_PV-2 | 2583 | 0.6597
Central_PV-2 | 2584 | 0.5139
Central_PV-2 | 2585 | 0.3393
Central_PV-2 | 2586 | 0.126
Central_PV-2 | 2587 | 0
Central_PV-2 | 2588 | 0
Central_PV-2 | 2589 | 0
Central_PV-2 | 2590 | 0
Central_PV-2 | 2591 | 0
Central_PV-2 | 2592 | 0
Central_PV-2 | 2593 | 0
Central_PV-2 | 2594 | 0
Central_PV-2 | 2595 | 0
Central_PV-2 | 2596 | 0
Central_PV-2 | 2597 | 0
Central_PV-2 | 2598 | 0
Central_PV-2 | 2599 | 0.1458
Central_PV-2 | 2600 | 0.324
Central_PV-2 | 2601 | 0.4986
Central_PV-2 | 2602 | 0.5103
Central_PV-2 | 2603 | 0.6624
Central_PV-2 | 2604 | 0.8154
Central_PV-2 | 2605 | 0.8181
Central_PV-2 | 2606 | 0.7659
Central_PV-2 | 2607 | 0.6588
Central_PV-2 | 2608 | 0.5139
Central_PV-2 | 2609 | 0.3402
Central_PV-2 | 2610 | 0.153
Central_PV-2 | 2611 | 0
Central_PV-2 | 2612 | 0
Central_PV-2 | 2613 | 0
Central_PV-2 | 2614 | 0
Central_PV-2 | 2615 | 0
Central_PV-2 | 2616 | 0
Central_PV-2 | 2617 | 0
Central_PV-2 | 2618 | 0
Central_PV-2 | 2619 | 0
Central_PV-2 | 2620 | 0
Central_PV-2 | 2621 | 0
Central_PV-2 | 2622 | 0
Central_PV-2 | 2623 | 0.0477
Central_PV-2 | 2624 | 0.1053
Central_PV-2 | 2625 | 0.0675
Central_PV-2 | 2626 | 0.081
Central_PV-2 | 2627 | 0.4338
Central_PV-2 | 2628 | 0.8136
Central_PV-2 | 2629 | 0.8127
Central_PV-2 | 2630 | 0.7677
Central_PV-2 | 2631 | 0.657
Central_PV-2 | 2632 | 0.4437
Central_PV-2 | 2633 | 0.2664
Central_PV-2 | 2634 | 0.1665
Central_PV-2 | 2635 | 0
Central_PV-2 | 2636 | 0
Central_PV-2 | 2637 | 0
Central_PV-2 | 2638 | 0
Central_PV-2 | 2639 | 0
Central_PV-2 | 2640 | 0
Central_PV-2 | 2641 | 0
Central_PV-2 | 2642 | 0
Central_PV-2 | 2643 | 0
Central_PV-2 | 2644 | 0
Central_PV-2 | 2645 | 0
Central_PV-2 | 2646 | 0
Central_PV-2 | 2647 | 0.1098
Central_PV-2 | 2648 | 0.2493
Central_PV-2 | 2649 | 0.5013
Central_PV-2 | 2650 | 0.6678
Central_PV-2 | 2651 | 0.7668
Central_PV-2 | 2652 | 0.8289
Central_PV-2 | 2653 | 0.8235
Central_PV-2 | 2654 | 0.7785
Central_PV-2 | 2655 | 0.6804
Central_PV-2 | 2656 | 0.5292
Central_PV-2 | 2657 | 0.3501
Central_PV-2 | 2658 | 0.1611
Central_PV-2 | 2659 | 0.009
Central_PV-2 | 2660 | 0
Central_PV-2 | 2661 | 0
Central_PV-2 | 2662 | 0
Central_PV-2 | 2663 | 0
Central_PV-2 | 2664 | 0
Central_PV-2 | 2665 | 0
Central_PV-2 | 2666 | 0
Central_PV-2 | 2667 | 0
Central_PV-2 | 2668 | 0
Central_PV-2 | 2669 | 0
Central_PV-2 | 2670 | 0
Central_PV-2 | 2671 | 0.0981
Central_PV-2 | 2672 | 0.2556
Central_PV-2 | 2673 | 0.4041
Central_PV-2 | 2674 | 0.5004
Central_PV-2 | 2675 | 0.5022
Central_PV-2 | 2676 | 0.6525
Central_PV-2 | 2677 | 0.6417
Central_PV-2 | 2678 | 0.6003
Central_PV-2 | 2679 | 0.4068
Central_PV-2 | 2680 | 0.5265
Central_PV-2 | 2681 | 0.3564
Central_PV-2 | 2682 | 0.1746
Central_PV-2 | 2683 | 0.0099
Central_PV-2 | 2684 | 0
Central_PV-2 | 2685 | 0
Central_PV-2 | 2686 | 0
Central_PV-2 | 2687 | 0
Central_PV-2 | 2688 | 0
Central_PV-2 | 2689 | 0
Central_PV-2 | 2690 | 0
Central_PV-2 | 2691 | 0
Central_PV-2 | 2692 | 0
Central_PV-2 | 2693 | 0
Central_PV-2 | 2694 | 0
Central_PV-2 | 2695 | 0.1611
Central_PV-2 | 2696 | 0.3393
Central_PV-2 | 2697 | 0.5157
Central_PV-2 | 2698 | 0.6615
Central_PV-2 | 2699 | 0.7686
Central_PV-2 | 2700 | 0.7965
Central_PV-2 | 2701 | 0.8073
Central_PV-2 | 2702 | 0.7353
Central_PV-2 | 2703 | 0.567
Central_PV-2 | 2704 | 0.5103
Central_PV-2 | 2705 | 0.3519
Central_PV-2 | 2706 | 0.1719
Central_PV-2 | 2707 | 0.0117
Central_PV-2 | 2708 | 0
Central_PV-2 | 2709 | 0
Central_PV-2 | 2710 | 0
Central_PV-2 | 2711 | 0
Central_PV-2 | 2712 | 0
Central_PV-2 | 2713 | 0
Central_PV-2 | 2714 | 0
Central_PV-2 | 2715 | 0
Central_PV-2 | 2716 | 0
Central_PV-2 | 2717 | 0
Central_PV-2 | 2718 | 0
Central_PV-2 | 2719 | 0.1656
Central_PV-2 | 2720 | 0.3465
Central_PV-2 | 2721 | 0.5247
Central_PV-2 | 2722 | 0.6741
Central_PV-2 | 2723 | 0.7794
Central_PV-2 | 2724 | 0.8451
Central_PV-2 | 2725 | 0.8397
Central_PV-2 | 2726 | 0.7893
Central_PV-2 | 2727 | 0.6804
Central_PV-2 | 2728 | 0.5364
Central_PV-2 | 2729 | 0.36
Central_PV-2 | 2730 | 0.1782
Central_PV-2 | 2731 | 0.0135
Central_PV-2 | 2732 | 0
Central_PV-2 | 2733 | 0
Central_PV-2 | 2734 | 0
Central_PV-2 | 2735 | 0
Central_PV-2 | 2736 | 0
Central_PV-2 | 2737 | 0
Central_PV-2 | 2738 | 0
Central_PV-2 | 2739 | 0
Central_PV-2 | 2740 | 0
Central_PV-2 | 2741 | 0
Central_PV-2 | 2742 | 0.0018
Central_PV-2 | 2743 | 0.0846
Central_PV-2 | 2744 | 0.2178
Central_PV-2 | 2745 | 0.0468
Central_PV-2 | 2746 | 0.0594
Central_PV-2 | 2747 | 0.0774
Central_PV-2 | 2748 | 0.1647
Central_PV-2 | 2749 | 0.36
Central_PV-2 | 2750 | 0.4581
Central_PV-2 | 2751 | 0.6129
Central_PV-2 | 2752 | 0.4734
Central_PV-2 | 2753 | 0.2259
Central_PV-2 | 2754 | 0.1674
Central_PV-2 | 2755 | 0.0144
Central_PV-2 | 2756 | 0
Central_PV-2 | 2757 | 0
Central_PV-2 | 2758 | 0
Central_PV-2 | 2759 | 0
Central_PV-2 | 2760 | 0
Central_PV-2 | 2761 | 0
Central_PV-2 | 2762 | 0
Central_PV-2 | 2763 | 0
Central_PV-2 | 2764 | 0
Central_PV-2 | 2765 | 0
Central_PV-2 | 2766 | 0.0018
Central_PV-2 | 2767 | 0.1755
Central_PV-2 | 2768 | 0.3537
Central_PV-2 | 2769 | 0.5238
Central_PV-2 | 2770 | 0.657
Central_PV-2 | 2771 | 0.7416
Central_PV-2 | 2772 | 0.8253
Central_PV-2 | 2773 | 0.8442
Central_PV-2 | 2774 | 0.7542
Central_PV-2 | 2775 | 0.6786
Central_PV-2 | 2776 | 0.5355
Central_PV-2 | 2777 | 0.3627
Central_PV-2 | 2778 | 0.1836
Central_PV-2 | 2779 | 0.0153
Central_PV-2 | 2780 | 0
Central_PV-2 | 2781 | 0
Central_PV-2 | 2782 | 0
Central_PV-2 | 2783 | 0
Central_PV-2 | 2784 | 0
Central_PV-2 | 2785 | 0
Central_PV-2 | 2786 | 0
Central_PV-2 | 2787 | 0
Central_PV-2 | 2788 | 0
Central_PV-2 | 2789 | 0
Central_PV-2 | 2790 | 0.0018
Central_PV-2 | 2791 | 0.0891
Central_PV-2 | 2792 | 0.3555
Central_PV-2 | 2793 | 0.4671
Central_PV-2 | 2794 | 0.495
Central_PV-2 | 2795 | 0.675
Central_PV-2 | 2796 | 0.5706
Central_PV-2 | 2797 | 0.7686
Central_PV-2 | 2798 | 0.423
Central_PV-2 | 2799 | 0.4923
Central_PV-2 | 2800 | 0.522
Central_PV-2 | 2801 | 0.3105
Central_PV-2 | 2802 | 0.1863
Central_PV-2 | 2803 | 0.0171
Central_PV-2 | 2804 | 0
Central_PV-2 | 2805 | 0
Central_PV-2 | 2806 | 0
Central_PV-2 | 2807 | 0
Central_PV-2 | 2808 | 0
Central_PV-2 | 2809 | 0
Central_PV-2 | 2810 | 0
Central_PV-2 | 2811 | 0
Central_PV-2 | 2812 | 0
Central_PV-2 | 2813 | 0
Central_PV-2 | 2814 | 0.0027
Central_PV-2 | 2815 | 0.1089
Central_PV-2 | 2816 | 0.3168
Central_PV-2 | 2817 | 0.5274
Central_PV-2 | 2818 | 0.6552
Central_PV-2 | 2819 | 0.6525
Central_PV-2 | 2820 | 0.7956
Central_PV-2 | 2821 | 0.7704
Central_PV-2 | 2822 | 0.6804
Central_PV-2 | 2823 | 0.6795
Central_PV-2 | 2824 | 0.5382
Central_PV-2 | 2825 | 0.3699
Central_PV-2 | 2826 | 0.1872
Central_PV-2 | 2827 | 0.018
Central_PV-2 | 2828 | 0
Central_PV-2 | 2829 | 0
Central_PV-2 | 2830 | 0
Central_PV-2 | 2831 | 0
Central_PV-2 | 2832 | 0
Central_PV-2 | 2833 | 0
Central_PV-2 | 2834 | 0
Central_PV-2 | 2835 | 0
Central_PV-2 | 2836 | 0
Central_PV-2 | 2837 | 0
Central_PV-2 | 2838 | 0.0027
Central_PV-2 | 2839 | 0.1818
Central_PV-2 | 2840 | 0.3609
Central_PV-2 | 2841 | 0.5355
Central_PV-2 | 2842 | 0.6759
Central_PV-2 | 2843 | 0.7605
Central_PV-2 | 2844 | 0.8235
Central_PV-2 | 2845 | 0.855
Central_PV-2 | 2846 | 0.7965
Central_PV-2 | 2847 | 0.6885
Central_PV-2 | 2848 | 0.5427
Central_PV-2 | 2849 | 0.3699
Central_PV-2 | 2850 | 0.189
Central_PV-2 | 2851 | 0.0189
Central_PV-2 | 2852 | 0
Central_PV-2 | 2853 | 0
Central_PV-2 | 2854 | 0
Central_PV-2 | 2855 | 0
Central_PV-2 | 2856 | 0
Central_PV-2 | 2857 | 0
Central_PV-2 | 2858 | 0
Central_PV-2 | 2859 | 0
Central_PV-2 | 2860 | 0
Central_PV-2 | 2861 | 0
Central_PV-2 | 2862 | 0.0027
Central_PV-2 | 2863 | 0.1548
Central_PV-2 | 2864 | 0.3168
Central_PV-2 | 2865 | 0.3771
Central_PV-2 | 2866 | 0.6858
Central_PV-2 | 2867 | 0.7875
Central_PV-2 | 2868 | 0.8559
Central_PV-2 | 2869 | 0.8613
Central_PV-2 | 2870 | 0.81
Central_PV-2 | 2871 | 0.7074
Central_PV-2 | 2872 | 0.4662
Central_PV-2 | 2873 | 0.3609
Central_PV-2 | 2874 | 0.198
Central_PV-2 | 2875 | 0.0198
Central_PV-2 | 2876 | 0
Central_PV-2 | 2877 | 0
Central_PV-2 | 2878 | 0
Central_PV-2 | 2879 | 0
Central_PV-2 | 2880 | 0
Central_PV-2 | 2881 | 0
Central_PV-2 | 2882 | 0
Central_PV-2 | 2883 | 0
Central_PV-2 | 2884 | 0
Central_PV-2 | 2885 | 0
Central_PV-2 | 2886 | 0.0153
Central_PV-2 | 2887 | 0.0621
Central_PV-2 | 2888 | 0.0738
Central_PV-2 | 2889 | 0.0801
Central_PV-2 | 2890 | 0.1467
Central_PV-2 | 2891 | 0.1818
Central_PV-2 | 2892 | 0.414
Central_PV-2 | 2893 | 0.1692
Central_PV-2 | 2894 | 0.1656
Central_PV-2 | 2895 | 0.4752
Central_PV-2 | 2896 | 0.2394
Central_PV-2 | 2897 | 0.2826
Central_PV-2 | 2898 | 0.0495
Central_PV-2 | 2899 | 0.0045
Central_PV-2 | 2900 | 0
Central_PV-2 | 2901 | 0
Central_PV-2 | 2902 | 0
Central_PV-2 | 2903 | 0
Central_PV-2 | 2904 | 0
Central_PV-2 | 2905 | 0
Central_PV-2 | 2906 | 0
Central_PV-2 | 2907 | 0
Central_PV-2 | 2908 | 0
Central_PV-2 | 2909 | 0
Central_PV-2 | 2910 | 0.0225
Central_PV-2 | 2911 | 0.1071
Central_PV-2 | 2912 | 0.3105
Central_PV-2 | 2913 | 0.4833
Central_PV-2 | 2914 | 0.6696
Central_PV-2 | 2915 | 0.7812
Central_PV-2 | 2916 | 0.8217
Central_PV-2 | 2917 | 0.8415
Central_PV-2 | 2918 | 0.7443
Central_PV-2 | 2919 | 0.6507
Central_PV-2 | 2920 | 0.4239
Central_PV-2 | 2921 | 0.3501
Central_PV-2 | 2922 | 0.1512
Central_PV-2 | 2923 | 0.0216
Central_PV-2 | 2924 | 0
Central_PV-2 | 2925 | 0
Central_PV-2 | 2926 | 0
Central_PV-2 | 2927 | 0
Central_PV-2 | 2928 | 0
Central_PV-2 | 2929 | 0
Central_PV-2 | 2930 | 0
Central_PV-2 | 2931 | 0
Central_PV-2 | 2932 | 0
Central_PV-2 | 2933 | 0
Central_PV-2 | 2934 | 0.009
Central_PV-2 | 2935 | 0.0333
Central_PV-2 | 2936 | 0.0702
Central_PV-2 | 2937 | 0.1485
Central_PV-2 | 2938 | 0.1368
Central_PV-2 | 2939 | 0.2988
Central_PV-2 | 2940 | 0.1314
Central_PV-2 | 2941 | 0.1314
Central_PV-2 | 2942 | 0.0918
Central_PV-2 | 2943 | 0.1071
Central_PV-2 | 2944 | 0.0936
Central_PV-2 | 2945 | 0.0513
Central_PV-2 | 2946 | 0.0189
Central_PV-2 | 2947 | 0.0036
Central_PV-2 | 2948 | 0
Central_PV-2 | 2949 | 0
Central_PV-2 | 2950 | 0
Central_PV-2 | 2951 | 0
Central_PV-2 | 2952 | 0
Central_PV-2 | 2953 | 0
Central_PV-2 | 2954 | 0
Central_PV-2 | 2955 | 0
Central_PV-2 | 2956 | 0
Central_PV-2 | 2957 | 0
Central_PV-2 | 2958 | 0.027
Central_PV-2 | 2959 | 0.0495
Central_PV-2 | 2960 | 0.1341
Central_PV-2 | 2961 | 0.2817
Central_PV-2 | 2962 | 0.189
Central_PV-2 | 2963 | 0.1791
Central_PV-2 | 2964 | 0.4167
Central_PV-2 | 2965 | 0.3384
Central_PV-2 | 2966 | 0.36
Central_PV-2 | 2967 | 0.2232
Central_PV-2 | 2968 | 0.2511
Central_PV-2 | 2969 | 0.1764
Central_PV-2 | 2970 | 0.0405
Central_PV-2 | 2971 | 0.0234
Central_PV-2 | 2972 | 0
Central_PV-2 | 2973 | 0
Central_PV-2 | 2974 | 0
Central_PV-2 | 2975 | 0
Central_PV-2 | 2976 | 0
Central_PV-2 | 2977 | 0
Central_PV-2 | 2978 | 0
Central_PV-2 | 2979 | 0
Central_PV-2 | 2980 | 0
Central_PV-2 | 2981 | 0
Central_PV-2 | 2982 | 0.0072
Central_PV-2 | 2983 | 0.0882
Central_PV-2 | 2984 | 0.2457
Central_PV-2 | 2985 | 0.4599
Central_PV-2 | 2986 | 0.6651
Central_PV-2 | 2987 | 0.5688
Central_PV-2 | 2988 | 0.4689
Central_PV-2 | 2989 | 0.2565
Central_PV-2 | 2990 | 0.2097
Central_PV-2 | 2991 | 0.4653
Central_PV-2 | 2992 | 0.4716
Central_PV-2 | 2993 | 0.1629
Central_PV-2 | 2994 | 0.2025
Central_PV-2 | 2995 | 0.0252
Central_PV-2 | 2996 | 0
Central_PV-2 | 2997 | 0
Central_PV-2 | 2998 | 0
Central_PV-2 | 2999 | 0
Central_PV-2 | 3000 | 0
Central_PV-2 | 3001 | 0
Central_PV-2 | 3002 | 0
Central_PV-2 | 3003 | 0
Central_PV-2 | 3004 | 0
Central_PV-2 | 3005 | 0
Central_PV-2 | 3006 | 0.0207
Central_PV-2 | 3007 | 0.0639
Central_PV-2 | 3008 | 0.1386
Central_PV-2 | 3009 | 0.2367
Central_PV-2 | 3010 | 0.2349
Central_PV-2 | 3011 | 0.4086
Central_PV-2 | 3012 | 0.3906
Central_PV-2 | 3013 | 0.1368
Central_PV-2 | 3014 | 0.1305
Central_PV-2 | 3015 | 0.6804
Central_PV-2 | 3016 | 0.4671
Central_PV-2 | 3017 | 0.2268
Central_PV-2 | 3018 | 0.1476
Central_PV-2 | 3019 | 0.0261
Central_PV-2 | 3020 | 0
Central_PV-2 | 3021 | 0
Central_PV-2 | 3022 | 0
Central_PV-2 | 3023 | 0
Central_PV-2 | 3024 | 0
Central_PV-2 | 3025 | 0
Central_PV-2 | 3026 | 0
Central_PV-2 | 3027 | 0
Central_PV-2 | 3028 | 0
Central_PV-2 | 3029 | 0
Central_PV-2 | 3030 | 0.0387
Central_PV-2 | 3031 | 0.0666
Central_PV-2 | 3032 | 0.2916
Central_PV-2 | 3033 | 0.2979
Central_PV-2 | 3034 | 0.5391
Central_PV-2 | 3035 | 0.6111
Central_PV-2 | 3036 | 0.6624
Central_PV-2 | 3037 | 0.747
Central_PV-2 | 3038 | 0.6426
Central_PV-2 | 3039 | 0.648
Central_PV-2 | 3040 | 0.441
Central_PV-2 | 3041 | 0.3753
Central_PV-2 | 3042 | 0.2043
Central_PV-2 | 3043 | 0.027
Central_PV-2 | 3044 | 0
Central_PV-2 | 3045 | 0
Central_PV-2 | 3046 | 0
Central_PV-2 | 3047 | 0
Central_PV-2 | 3048 | 0
Central_PV-2 | 3049 | 0
Central_PV-2 | 3050 | 0
Central_PV-2 | 3051 | 0
Central_PV-2 | 3052 | 0
Central_PV-2 | 3053 | 0
Central_PV-2 | 3054 | 0.0306
Central_PV-2 | 3055 | 0.1557
Central_PV-2 | 3056 | 0.3483
Central_PV-2 | 3057 | 0.5085
Central_PV-2 | 3058 | 0.6795
Central_PV-2 | 3059 | 0.7407
Central_PV-2 | 3060 | 0.8145
Central_PV-2 | 3061 | 0.819
Central_PV-2 | 3062 | 0.7812
Central_PV-2 | 3063 | 0.6768
Central_PV-2 | 3064 | 0.2367
Central_PV-2 | 3065 | 0.3843
Central_PV-2 | 3066 | 0.2034
Central_PV-2 | 3067 | 0.0288
Central_PV-2 | 3068 | 0
Central_PV-2 | 3069 | 0
Central_PV-2 | 3070 | 0
Central_PV-2 | 3071 | 0
Central_PV-2 | 3072 | 0
Central_PV-2 | 3073 | 0
Central_PV-2 | 3074 | 0
Central_PV-2 | 3075 | 0
Central_PV-2 | 3076 | 0
Central_PV-2 | 3077 | 0
Central_PV-2 | 3078 | 0.0378
Central_PV-2 | 3079 | 0.1566
Central_PV-2 | 3080 | 0.378
Central_PV-2 | 3081 | 0.5265
Central_PV-2 | 3082 | 0.6777
Central_PV-2 | 3083 | 0.7506
Central_PV-2 | 3084 | 0.8442
Central_PV-2 | 3085 | 0.8442
Central_PV-2 | 3086 | 0.7866
Central_PV-2 | 3087 | 0.6552
Central_PV-2 | 3088 | 0.4473
Central_PV-2 | 3089 | 0.3393
Central_PV-2 | 3090 | 0.2061
Central_PV-2 | 3091 | 0.0297
Central_PV-2 | 3092 | 0
Central_PV-2 | 3093 | 0
Central_PV-2 | 3094 | 0
Central_PV-2 | 3095 | 0
Central_PV-2 | 3096 | 0
Central_PV-2 | 3097 | 0
Central_PV-2 | 3098 | 0
Central_PV-2 | 3099 | 0
Central_PV-2 | 3100 | 0
Central_PV-2 | 3101 | 0
Central_PV-2 | 3102 | 0.0423
Central_PV-2 | 3103 | 0.0783
Central_PV-2 | 3104 | 0.0711
Central_PV-2 | 3105 | 0.0621
Central_PV-2 | 3106 | 0.1998
Central_PV-2 | 3107 | 0.69417
Central_PV-2 | 3108 | 0.1899
Central_PV-2 | 3109 | 0.3339
Central_PV-2 | 3110 | 0.117
Central_PV-2 | 3111 | 0.3789
Central_PV-2 | 3112 | 0.3942
Central_PV-2 | 3113 | 0.09
Central_PV-2 | 3114 | 0.1314
Central_PV-2 | 3115 | 0.0315
Central_PV-2 | 3116 | 0
Central_PV-2 | 3117 | 0
Central_PV-2 | 3118 | 0
Central_PV-2 | 3119 | 0
Central_PV-2 | 3120 | 0
Central_PV-2 | 3121 | 0
Central_PV-2 | 3122 | 0
Central_PV-2 | 3123 | 0
Central_PV-2 | 3124 | 0
Central_PV-2 | 3125 | 0
Central_PV-2 | 3126 | 0.0432
Central_PV-2 | 3127 | 0.1593
Central_PV-2 | 3128 | 0.3357
Central_PV-2 | 3129 | 0.5616
Central_PV-2 | 3130 | 0.7083
Central_PV-2 | 3131 | 0.8118
Central_PV-2 | 3132 | 0.8658
Central_PV-2 | 3133 | 0.8703
Central_PV-2 | 3134 | 0.8118
Central_PV-2 | 3135 | 0.7083
Central_PV-2 | 3136 | 0.5616
Central_PV-2 | 3137 | 0.3942
Central_PV-2 | 3138 | 0.2142
Central_PV-2 | 3139 | 0.0306
Central_PV-2 | 3140 | 0
Central_PV-2 | 3141 | 0
Central_PV-2 | 3142 | 0
Central_PV-2 | 3143 | 0
Central_PV-2 | 3144 | 0
Central_PV-2 | 3145 | 0
Central_PV-2 | 3146 | 0
Central_PV-2 | 3147 | 0
Central_PV-2 | 3148 | 0
Central_PV-2 | 3149 | 0
Central_PV-2 | 3150 | 0.027
Central_PV-2 | 3151 | 0.1917
Central_PV-2 | 3152 | 0.3942
Central_PV-2 | 3153 | 0.5544
Central_PV-2 | 3154 | 0.6984
Central_PV-2 | 3155 | 0.8001
Central_PV-2 | 3156 | 0.8487
Central_PV-2 | 3157 | 0.7821
Central_PV-2 | 3158 | 0.3096
Central_PV-2 | 3159 | 0.6948
Central_PV-2 | 3160 | 0.4896
Central_PV-2 | 3161 | 0.3924
Central_PV-2 | 3162 | 0.216
Central_PV-2 | 3163 | 0.0324
Central_PV-2 | 3164 | 0
Central_PV-2 | 3165 | 0
Central_PV-2 | 3166 | 0
Central_PV-2 | 3167 | 0
Central_PV-2 | 3168 | 0
Central_PV-2 | 3169 | 0
Central_PV-2 | 3170 | 0
Central_PV-2 | 3171 | 0
Central_PV-2 | 3172 | 0
Central_PV-2 | 3173 | 0
Central_PV-2 | 3174 | 0.0504
Central_PV-2 | 3175 | 0.2106
Central_PV-2 | 3176 | 0.396
Central_PV-2 | 3177 | 0.4347
Central_PV-2 | 3178 | 0.5868
Central_PV-2 | 3179 | 0.7929
Central_PV-2 | 3180 | 0.8496
Central_PV-2 | 3181 | 0.8451
Central_PV-2 | 3182 | 0.6057
Central_PV-2 | 3183 | 0.6885
Central_PV-2 | 3184 | 0.5535
Central_PV-2 | 3185 | 0.3006
Central_PV-2 | 3186 | 0.2043
Central_PV-2 | 3187 | 0.0333
Central_PV-2 | 3188 | 0
Central_PV-2 | 3189 | 0
Central_PV-2 | 3190 | 0
Central_PV-2 | 3191 | 0
Central_PV-2 | 3192 | 0
Central_PV-2 | 3193 | 0
Central_PV-2 | 3194 | 0
Central_PV-2 | 3195 | 0
Central_PV-2 | 3196 | 0
Central_PV-2 | 3197 | 0
Central_PV-2 | 3198 | 0.0423
Central_PV-2 | 3199 | 0.0963
Central_PV-2 | 3200 | 0.1908
Central_PV-2 | 3201 | 0.3024
Central_PV-2 | 3202 | 0.4212
Central_PV-2 | 3203 | 0.3762
Central_PV-2 | 3204 | 0.3591
Central_PV-2 | 3205 | 0.0918
Central_PV-2 | 3206 | 0.0729
Central_PV-2 | 3207 | 0.072
Central_PV-2 | 3208 | 0.1062
Central_PV-2 | 3209 | 0.1764
Central_PV-2 | 3210 | 0.1116
Central_PV-2 | 3211 | 0.0252
Central_PV-2 | 3212 | 0
Central_PV-2 | 3213 | 0
Central_PV-2 | 3214 | 0
Central_PV-2 | 3215 | 0
Central_PV-2 | 3216 | 0
Central_PV-2 | 3217 | 0
Central_PV-2 | 3218 | 0
Central_PV-2 | 3219 | 0
Central_PV-2 | 3220 | 0
Central_PV-2 | 3221 | 0
Central_PV-2 | 3222 | 0.0621
Central_PV-2 | 3223 | 0.1377
Central_PV-2 | 3224 | 0.3078
Central_PV-2 | 3225 | 0.5004
Central_PV-2 | 3226 | 0.7074
Central_PV-2 | 3227 | 0.2979
Central_PV-2 | 3228 | 0.4869
Central_PV-2 | 3229 | 0.6147
Central_PV-2 | 3230 | 0.6975
Central_PV-2 | 3231 | 0.5274
Central_PV-2 | 3232 | 0.36
Central_PV-2 | 3233 | 0.3789
Central_PV-2 | 3234 | 0.2187
Central_PV-2 | 3235 | 0.0351
Central_PV-2 | 3236 | 0
Central_PV-2 | 3237 | 0
Central_PV-2 | 3238 | 0
Central_PV-2 | 3239 | 0
Central_PV-2 | 3240 | 0
Central_PV-2 | 3241 | 0
Central_PV-2 | 3242 | 0
Central_PV-2 | 3243 | 0
Central_PV-2 | 3244 | 0
Central_PV-2 | 3245 | 0
Central_PV-2 | 3246 | 0.0531
Central_PV-2 | 3247 | 0.2205
Central_PV-2 | 3248 | 0.3978
Central_PV-2 | 3249 | 0.4986
Central_PV-2 | 3250 | 0.5562
Central_PV-2 | 3251 | 0.4887
Central_PV-2 | 3252 | 0.5922
Central_PV-2 | 3253 | 0.4923
Central_PV-2 | 3254 | 0.4752
Central_PV-2 | 3255 | 0.6732
Central_PV-2 | 3256 | 0.5652
Central_PV-2 | 3257 | 0.396
Central_PV-2 | 3258 | 0.2232
Central_PV-2 | 3259 | 0.036
Central_PV-2 | 3260 | 0
Central_PV-2 | 3261 | 0
Central_PV-2 | 3262 | 0
Central_PV-2 | 3263 | 0
Central_PV-2 | 3264 | 0
Central_PV-2 | 3265 | 0
Central_PV-2 | 3266 | 0
Central_PV-2 | 3267 | 0
Central_PV-2 | 3268 | 0
Central_PV-2 | 3269 | 0
Central_PV-2 | 3270 | 0.0612
Central_PV-2 | 3271 | 0.2286
Central_PV-2 | 3272 | 0.3933
Central_PV-2 | 3273 | 0.5472
Central_PV-2 | 3274 | 0.702
Central_PV-2 | 3275 | 0.5742
Central_PV-2 | 3276 | 0.7263
Central_PV-2 | 3277 | 0.7407
Central_PV-2 | 3278 | 0.6543
Central_PV-2 | 3279 | 0.5922
Central_PV-2 | 3280 | 0.5382
Central_PV-2 | 3281 | 0.3735
Central_PV-2 | 3282 | 0.1773
Central_PV-2 | 3283 | 0.0387
Central_PV-2 | 3284 | 0
Central_PV-2 | 3285 | 0
Central_PV-2 | 3286 | 0
Central_PV-2 | 3287 | 0
Central_PV-2 | 3288 | 0
Central_PV-2 | 3289 | 0
Central_PV-2 | 3290 | 0
Central_PV-2 | 3291 | 0
Central_PV-2 | 3292 | 0
Central_PV-2 | 3293 | 0
Central_PV-2 | 3294 | 0.0603
Central_PV-2 | 3295 | 0.2259
Central_PV-2 | 3296 | 0.4014
Central_PV-2 | 3297 | 0.5679
Central_PV-2 | 3298 | 0.7155
Central_PV-2 | 3299 | 0.8127
Central_PV-2 | 3300 | 0.8703
Central_PV-2 | 3301 | 0.8703
Central_PV-2 | 3302 | 0.8172
Central_PV-2 | 3303 | 0.72
Central_PV-2 | 3304 | 0.5715
Central_PV-2 | 3305 | 0.4068
Central_PV-2 | 3306 | 0.2277
Central_PV-2 | 3307 | 0.0369
Central_PV-2 | 3308 | 0
Central_PV-2 | 3309 | 0
Central_PV-2 | 3310 | 0
Central_PV-2 | 3311 | 0
Central_PV-2 | 3312 | 0
Central_PV-2 | 3313 | 0
Central_PV-2 | 3314 | 0
Central_PV-2 | 3315 | 0
Central_PV-2 | 3316 | 0
Central_PV-2 | 3317 | 0
Central_PV-2 | 3318 | 0.063
Central_PV-2 | 3319 | 0.2286
Central_PV-2 | 3320 | 0.3987
Central_PV-2 | 3321 | 0.5724
Central_PV-2 | 3322 | 0.72
Central_PV-2 | 3323 | 0.8181
Central_PV-2 | 3324 | 0.8712
Central_PV-2 | 3325 | 0.8721
Central_PV-2 | 3326 | 0.81
Central_PV-2 | 3327 | 0.7092
Central_PV-2 | 3328 | 0.5697
Central_PV-2 | 3329 | 0.3924
Central_PV-2 | 3330 | 0.1413
Central_PV-2 | 3331 | 0.0297
Central_PV-2 | 3332 | 0
Central_PV-2 | 3333 | 0
Central_PV-2 | 3334 | 0
Central_PV-2 | 3335 | 0
Central_PV-2 | 3336 | 0
Central_PV-2 | 3337 | 0
Central_PV-2 | 3338 | 0
Central_PV-2 | 3339 | 0
Central_PV-2 | 3340 | 0
Central_PV-2 | 3341 | 0
Central_PV-2 | 3342 | 0.0621
Central_PV-2 | 3343 | 0.2232
Central_PV-2 | 3344 | 0.4005
Central_PV-2 | 3345 | 0.513
Central_PV-2 | 3346 | 0.3447
Central_PV-2 | 3347 | 0.4203
Central_PV-2 | 3348 | 0.8388
Central_PV-2 | 3349 | 0.8685
Central_PV-2 | 3350 | 0.6759
Central_PV-2 | 3351 | 0.6948
Central_PV-2 | 3352 | 0.5679
Central_PV-2 | 3353 | 0.4059
Central_PV-2 | 3354 | 0.2322
Central_PV-2 | 3355 | 0.0396
Central_PV-2 | 3356 | 0
Central_PV-2 | 3357 | 0
Central_PV-2 | 3358 | 0
Central_PV-2 | 3359 | 0
Central_PV-2 | 3360 | 0
Central_PV-2 | 3361 | 0
Central_PV-2 | 3362 | 0
Central_PV-2 | 3363 | 0
Central_PV-2 | 3364 | 0
Central_PV-2 | 3365 | 0
Central_PV-2 | 3366 | 0.0639
Central_PV-2 | 3367 | 0.225
Central_PV-2 | 3368 | 0.4059
Central_PV-2 | 3369 | 0.5751
Central_PV-2 | 3370 | 0.7191
Central_PV-2 | 3371 | 0.8163
Central_PV-2 | 3372 | 0.8784
Central_PV-2 | 3373 | 0.8784
Central_PV-2 | 3374 | 0.8253
Central_PV-2 | 3375 | 0.7236
Central_PV-2 | 3376 | 0.5796
Central_PV-2 | 3377 | 0.4122
Central_PV-2 | 3378 | 0.234
Central_PV-2 | 3379 | 0.0396
Central_PV-2 | 3380 | 0
Central_PV-2 | 3381 | 0
Central_PV-2 | 3382 | 0
Central_PV-2 | 3383 | 0
Central_PV-2 | 3384 | 0
Central_PV-2 | 3385 | 0
Central_PV-2 | 3386 | 0
Central_PV-2 | 3387 | 0
Central_PV-2 | 3388 | 0
Central_PV-2 | 3389 | 0
Central_PV-2 | 3390 | 0.0702
Central_PV-2 | 3391 | 0.2376
Central_PV-2 | 3392 | 0.4122
Central_PV-2 | 3393 | 0.576
Central_PV-2 | 3394 | 0.7236
Central_PV-2 | 3395 | 0.8217
Central_PV-2 | 3396 | 0.8793
Central_PV-2 | 3397 | 0.8793
Central_PV-2 | 3398 | 0.8271
Central_PV-2 | 3399 | 0.7254
Central_PV-2 | 3400 | 0.5841
Central_PV-2 | 3401 | 0.414
Central_PV-2 | 3402 | 0.2358
Central_PV-2 | 3403 | 0.0405
Central_PV-2 | 3404 | 0
Central_PV-2 | 3405 | 0
Central_PV-2 | 3406 | 0
Central_PV-2 | 3407 | 0
Central_PV-2 | 3408 | 0
Central_PV-2 | 3409 | 0
Central_PV-2 | 3410 | 0
Central_PV-2 | 3411 | 0
Central_PV-2 | 3412 | 0
Central_PV-2 | 3413 | 0
Central_PV-2 | 3414 | 0.0693
Central_PV-2 | 3415 | 0.2331
Central_PV-2 | 3416 | 0.4068
Central_PV-2 | 3417 | 0.5742
Central_PV-2 | 3418 | 0.7209
Central_PV-2 | 3419 | 0.8181
Central_PV-2 | 3420 | 0.8757
Central_PV-2 | 3421 | 0.8667
Central_PV-2 | 3422 | 0.8235
Central_PV-2 | 3423 | 0.7227
Central_PV-2 | 3424 | 0.5796
Central_PV-2 | 3425 | 0.4158
Central_PV-2 | 3426 | 0.2376
Central_PV-2 | 3427 | 0.0414
Central_PV-2 | 3428 | 0
Central_PV-2 | 3429 | 0
Central_PV-2 | 3430 | 0
Central_PV-2 | 3431 | 0
Central_PV-2 | 3432 | 0
Central_PV-2 | 3433 | 0
Central_PV-2 | 3434 | 0
Central_PV-2 | 3435 | 0
Central_PV-2 | 3436 | 0
Central_PV-2 | 3437 | 0
Central_PV-2 | 3438 | 0.072
Central_PV-2 | 3439 | 0.2394
Central_PV-2 | 3440 | 0.4167
Central_PV-2 | 3441 | 0.5814
Central_PV-2 | 3442 | 0.7299
Central_PV-2 | 3443 | 0.828
Central_PV-2 | 3444 | 0.8811
Central_PV-2 | 3445 | 0.8811
Central_PV-2 | 3446 | 0.8289
Central_PV-2 | 3447 | 0.7281
Central_PV-2 | 3448 | 0.5814
Central_PV-2 | 3449 | 0.4203
Central_PV-2 | 3450 | 0.2412
Central_PV-2 | 3451 | 0.0414
Central_PV-2 | 3452 | 0
Central_PV-2 | 3453 | 0
Central_PV-2 | 3454 | 0
Central_PV-2 | 3455 | 0
Central_PV-2 | 3456 | 0
Central_PV-2 | 3457 | 0
Central_PV-2 | 3458 | 0
Central_PV-2 | 3459 | 0
Central_PV-2 | 3460 | 0
Central_PV-2 | 3461 | 0
Central_PV-2 | 3462 | 0.0765
Central_PV-2 | 3463 | 0.2448
Central_PV-2 | 3464 | 0.4203
Central_PV-2 | 3465 | 0.5823
Central_PV-2 | 3466 | 0.7272
Central_PV-2 | 3467 | 0.8244
Central_PV-2 | 3468 | 0.8775
Central_PV-2 | 3469 | 0.8775
Central_PV-2 | 3470 | 0.8208
Central_PV-2 | 3471 | 0.7218
Central_PV-2 | 3472 | 0.5409
Central_PV-2 | 3473 | 0.4167
Central_PV-2 | 3474 | 0.234
Central_PV-2 | 3475 | 0.0468
Central_PV-2 | 3476 | 0
Central_PV-2 | 3477 | 0
Central_PV-2 | 3478 | 0
Central_PV-2 | 3479 | 0
Central_PV-2 | 3480 | 0
Central_PV-2 | 3481 | 0
Central_PV-2 | 3482 | 0
Central_PV-2 | 3483 | 0
Central_PV-2 | 3484 | 0
Central_PV-2 | 3485 | 0
Central_PV-2 | 3486 | 0.0756
Central_PV-2 | 3487 | 0.2385
Central_PV-2 | 3488 | 0.4266
Central_PV-2 | 3489 | 0.5769
Central_PV-2 | 3490 | 0.7164
Central_PV-2 | 3491 | 0.8019
Central_PV-2 | 3492 | 0.8154
Central_PV-2 | 3493 | 0.8397
Central_PV-2 | 3494 | 0.5274
Central_PV-2 | 3495 | 0.6786
Central_PV-2 | 3496 | 0.3555
Central_PV-2 | 3497 | 0.2781
Central_PV-2 | 3498 | 0.144
Central_PV-2 | 3499 | 0.0468
Central_PV-2 | 3500 | 0
Central_PV-2 | 3501 | 0
Central_PV-2 | 3502 | 0
Central_PV-2 | 3503 | 0
Central_PV-2 | 3504 | 0
Central_PV-2 | 3505 | 0
Central_PV-2 | 3506 | 0
Central_PV-2 | 3507 | 0
Central_PV-2 | 3508 | 0
Central_PV-2 | 3509 | 0
Central_PV-2 | 3510 | 0.0567
Central_PV-2 | 3511 | 0.1611
Central_PV-2 | 3512 | 0.2484
Central_PV-2 | 3513 | 0.54
Central_PV-2 | 3514 | 0.5139
Central_PV-2 | 3515 | 0.7668
Central_PV-2 | 3516 | 0.7047
Central_PV-2 | 3517 | 0.5373
Central_PV-2 | 3518 | 0.6642
Central_PV-2 | 3519 | 0.1989
Central_PV-2 | 3520 | 0.1836
Central_PV-2 | 3521 | 0.1458
Central_PV-2 | 3522 | 0.0243
Central_PV-2 | 3523 | 0.0486
Central_PV-2 | 3524 | 0
Central_PV-2 | 3525 | 0
Central_PV-2 | 3526 | 0
Central_PV-2 | 3527 | 0
Central_PV-2 | 3528 | 0
Central_PV-2 | 3529 | 0
Central_PV-2 | 3530 | 0
Central_PV-2 | 3531 | 0
Central_PV-2 | 3532 | 0
Central_PV-2 | 3533 | 0
Central_PV-2 | 3534 | 0.0315
Central_PV-2 | 3535 | 0.0972
Central_PV-2 | 3536 | 0.2853
Central_PV-2 | 3537 | 0.4788
Central_PV-2 | 3538 | 0.6372
Central_PV-2 | 3539 | 0.5319
Central_PV-2 | 3540 | 0.4743
Central_PV-2 | 3541 | 0.3555
Central_PV-2 | 3542 | 0.4248
Central_PV-2 | 3543 | 0.2151
Central_PV-2 | 3544 | 0.3024
Central_PV-2 | 3545 | 0.1899
Central_PV-2 | 3546 | 0.1044
Central_PV-2 | 3547 | 0.0072
Central_PV-2 | 3548 | 0
Central_PV-2 | 3549 | 0
Central_PV-2 | 3550 | 0
Central_PV-2 | 3551 | 0
Central_PV-2 | 3552 | 0
Central_PV-2 | 3553 | 0
Central_PV-2 | 3554 | 0
Central_PV-2 | 3555 | 0
Central_PV-2 | 3556 | 0
Central_PV-2 | 3557 | 0
Central_PV-2 | 3558 | 0.0801
Central_PV-2 | 3559 | 0.2484
Central_PV-2 | 3560 | 0.4203
Central_PV-2 | 3561 | 0.5859
Central_PV-2 | 3562 | 0.7335
Central_PV-2 | 3563 | 0.8316
Central_PV-2 | 3564 | 0.8892
Central_PV-2 | 3565 | 0.8955
Central_PV-2 | 3566 | 0.8388
Central_PV-2 | 3567 | 0.738
Central_PV-2 | 3568 | 0.5949
Central_PV-2 | 3569 | 0.4302
Central_PV-2 | 3570 | 0.2502
Central_PV-2 | 3571 | 0.0432
Central_PV-2 | 3572 | 0
Central_PV-2 | 3573 | 0
Central_PV-2 | 3574 | 0
Central_PV-2 | 3575 | 0
Central_PV-2 | 3576 | 0
Central_PV-2 | 3577 | 0
Central_PV-2 | 3578 | 0
Central_PV-2 | 3579 | 0
Central_PV-2 | 3580 | 0
Central_PV-2 | 3581 | 0
Central_PV-2 | 3582 | 0.0855
Central_PV-2 | 3583 | 0.2484
Central_PV-2 | 3584 | 0.4257
Central_PV-2 | 3585 | 0.5967
Central_PV-2 | 3586 | 0.675
Central_PV-2 | 3587 | 0.7272
Central_PV-2 | 3588 | 0.7884
Central_PV-2 | 3589 | 0.7704
Central_PV-2 | 3590 | 0.5976
Central_PV-2 | 3591 | 0.4149
Central_PV-2 | 3592 | 0.333
Central_PV-2 | 3593 | 0.2097
Central_PV-2 | 3594 | 0.2088
Central_PV-2 | 3595 | 0.0495
Central_PV-2 | 3596 | 0
Central_PV-2 | 3597 | 0
Central_PV-2 | 3598 | 0
Central_PV-2 | 3599 | 0
Central_PV-2 | 3600 | 0
Central_PV-2 | 3601 | 0
Central_PV-2 | 3602 | 0
Central_PV-2 | 3603 | 0
Central_PV-2 | 3604 | 0
Central_PV-2 | 3605 | 0
Central_PV-2 | 3606 | 0.072
Central_PV-2 | 3607 | 0.2313
Central_PV-2 | 3608 | 0.3384
Central_PV-2 | 3609 | 0.5328
Central_PV-2 | 3610 | 0.7236
Central_PV-2 | 3611 | 0.819
Central_PV-2 | 3612 | 0.8811
Central_PV-2 | 3613 | 0.8244
Central_PV-2 | 3614 | 0.7947
Central_PV-2 | 3615 | 0.684
Central_PV-2 | 3616 | 0.3888
Central_PV-2 | 3617 | 0.1431
Central_PV-2 | 3618 | 0.0747
Central_PV-2 | 3619 | 0.045
Central_PV-2 | 3620 | 0
Central_PV-2 | 3621 | 0
Central_PV-2 | 3622 | 0
Central_PV-2 | 3623 | 0
Central_PV-2 | 3624 | 0
Central_PV-2 | 3625 | 0
Central_PV-2 | 3626 | 0
Central_PV-2 | 3627 | 0
Central_PV-2 | 3628 | 0
Central_PV-2 | 3629 | 0
Central_PV-2 | 3630 | 0.0837
Central_PV-2 | 3631 | 0.2466
Central_PV-2 | 3632 | 0.4176
Central_PV-2 | 3633 | 0.5796
Central_PV-2 | 3634 | 0.6318
Central_PV-2 | 3635 | 0.531
Central_PV-2 | 3636 | 0.8325
Central_PV-2 | 3637 | 0.8766
Central_PV-2 | 3638 | 0.6597
Central_PV-2 | 3639 | 0.6642
Central_PV-2 | 3640 | 0.5544
Central_PV-2 | 3641 | 0.3447
Central_PV-2 | 3642 | 0.1053
Central_PV-2 | 3643 | 0.0315
Central_PV-2 | 3644 | 0
Central_PV-2 | 3645 | 0
Central_PV-2 | 3646 | 0
Central_PV-2 | 3647 | 0
Central_PV-2 | 3648 | 0
Central_PV-2 | 3649 | 0
Central_PV-2 | 3650 | 0
Central_PV-2 | 3651 | 0
Central_PV-2 | 3652 | 0
Central_PV-2 | 3653 | 0
Central_PV-2 | 3654 | 0.0747
Central_PV-2 | 3655 | 0.2016
Central_PV-2 | 3656 | 0.3087
Central_PV-2 | 3657 | 0.5769
Central_PV-2 | 3658 | 0.6354
Central_PV-2 | 3659 | 0.5364
Central_PV-2 | 3660 | 0.6372
Central_PV-2 | 3661 | 0.5193
Central_PV-2 | 3662 | 0.4671
Central_PV-2 | 3663 | 0.522
Central_PV-2 | 3664 | 0.5562
Central_PV-2 | 3665 | 0.4023
Central_PV-2 | 3666 | 0.1593
Central_PV-2 | 3667 | 0.0486
Central_PV-2 | 3668 | 0
Central_PV-2 | 3669 | 0
Central_PV-2 | 3670 | 0
Central_PV-2 | 3671 | 0
Central_PV-2 | 3672 | 0
Central_PV-2 | 3673 | 0
Central_PV-2 | 3674 | 0
Central_PV-2 | 3675 | 0
Central_PV-2 | 3676 | 0
Central_PV-2 | 3677 | 0
Central_PV-2 | 3678 | 0.0414
Central_PV-2 | 3679 | 0.2502
Central_PV-2 | 3680 | 0.378
Central_PV-2 | 3681 | 0.495
Central_PV-2 | 3682 | 0.7146
Central_PV-2 | 3683 | 0.8145
Central_PV-2 | 3684 | 0.8766
Central_PV-2 | 3685 | 0.8784
Central_PV-2 | 3686 | 0.8325
Central_PV-2 | 3687 | 0.7299
Central_PV-2 | 3688 | 0.5895
Central_PV-2 | 3689 | 0.4266
Central_PV-2 | 3690 | 0.2538
Central_PV-2 | 3691 | 0.0486
Central_PV-2 | 3692 | 0
Central_PV-2 | 3693 | 0
Central_PV-2 | 3694 | 0
Central_PV-2 | 3695 | 0
Central_PV-2 | 3696 | 0
Central_PV-2 | 3697 | 0
Central_PV-2 | 3698 | 0
Central_PV-2 | 3699 | 0
Central_PV-2 | 3700 | 0
Central_PV-2 | 3701 | 0
Central_PV-2 | 3702 | 0.0846
Central_PV-2 | 3703 | 0.2448
Central_PV-2 | 3704 | 0.4176
Central_PV-2 | 3705 | 0.5841
Central_PV-2 | 3706 | 0.7191
Central_PV-2 | 3707 | 0.8145
Central_PV-2 | 3708 | 0.8865
Central_PV-2 | 3709 | 0.8739
Central_PV-2 | 3710 | 0.828
Central_PV-2 | 3711 | 0.7263
Central_PV-2 | 3712 | 0.5904
Central_PV-2 | 3713 | 0.4257
Central_PV-2 | 3714 | 0.2556
Central_PV-2 | 3715 | 0.0504
Central_PV-2 | 3716 | 0
Central_PV-2 | 3717 | 0
Central_PV-2 | 3718 | 0
Central_PV-2 | 3719 | 0
Central_PV-2 | 3720 | 0
Central_PV-2 | 3721 | 0
Central_PV-2 | 3722 | 0
Central_PV-2 | 3723 | 0
Central_PV-2 | 3724 | 0
Central_PV-2 | 3725 | 0
Central_PV-2 | 3726 | 0.0846
Central_PV-2 | 3727 | 0.2475
Central_PV-2 | 3728 | 0.4176
Central_PV-2 | 3729 | 0.5814
Central_PV-2 | 3730 | 0.7155
Central_PV-2 | 3731 | 0.8145
Central_PV-2 | 3732 | 0.873
Central_PV-2 | 3733 | 0.8748
Central_PV-2 | 3734 | 0.8244
Central_PV-2 | 3735 | 0.7236
Central_PV-2 | 3736 | 0.5913
Central_PV-2 | 3737 | 0.4293
Central_PV-2 | 3738 | 0.2565
Central_PV-2 | 3739 | 0.0504
Central_PV-2 | 3740 | 0
Central_PV-2 | 3741 | 0
Central_PV-2 | 3742 | 0
Central_PV-2 | 3743 | 0
Central_PV-2 | 3744 | 0
Central_PV-2 | 3745 | 0
Central_PV-2 | 3746 | 0
Central_PV-2 | 3747 | 0
Central_PV-2 | 3748 | 0
Central_PV-2 | 3749 | 0
Central_PV-2 | 3750 | 0.0882
Central_PV-2 | 3751 | 0.2349
Central_PV-2 | 3752 | 0.4086
Central_PV-2 | 3753 | 0.5787
Central_PV-2 | 3754 | 0.7155
Central_PV-2 | 3755 | 0.8154
Central_PV-2 | 3756 | 0.8685
Central_PV-2 | 3757 | 0.8271
Central_PV-2 | 3758 | 0.7164
Central_PV-2 | 3759 | 0.2673
Central_PV-2 | 3760 | 0.4725
Central_PV-2 | 3761 | 0.38966
Central_PV-2 | 3762 | 0.2529
Central_PV-2 | 3763 | 0.0558
Central_PV-2 | 3764 | 0
Central_PV-2 | 3765 | 0
Central_PV-2 | 3766 | 0
Central_PV-2 | 3767 | 0
Central_PV-2 | 3768 | 0
Central_PV-2 | 3769 | 0
Central_PV-2 | 3770 | 0
Central_PV-2 | 3771 | 0
Central_PV-2 | 3772 | 0
Central_PV-2 | 3773 | 0
Central_PV-2 | 3774 | 0.0855
Central_PV-2 | 3775 | 0.2457
Central_PV-2 | 3776 | 0.4158
Central_PV-2 | 3777 | 0.585
Central_PV-2 | 3778 | 0.7155
Central_PV-2 | 3779 | 0.8109
Central_PV-2 | 3780 | 0.873
Central_PV-2 | 3781 | 0.8658
Central_PV-2 | 3782 | 0.8217
Central_PV-2 | 3783 | 0.7173
Central_PV-2 | 3784 | 0.5904
Central_PV-2 | 3785 | 0.4275
Central_PV-2 | 3786 | 0.2538
Central_PV-2 | 3787 | 0.0477
Central_PV-2 | 3788 | 0
Central_PV-2 | 3789 | 0
Central_PV-2 | 3790 | 0
Central_PV-2 | 3791 | 0
Central_PV-2 | 3792 | 0
Central_PV-2 | 3793 | 0
Central_PV-2 | 3794 | 0
Central_PV-2 | 3795 | 0
Central_PV-2 | 3796 | 0
Central_PV-2 | 3797 | 0
Central_PV-2 | 3798 | 0.0846
Central_PV-2 | 3799 | 0.2394
Central_PV-2 | 3800 | 0.4158
Central_PV-2 | 3801 | 0.5625
Central_PV-2 | 3802 | 0.7155
Central_PV-2 | 3803 | 0.8199
Central_PV-2 | 3804 | 0.8784
Central_PV-2 | 3805 | 0.8757
Central_PV-2 | 3806 | 0.8307
Central_PV-2 | 3807 | 0.7299
Central_PV-2 | 3808 | 0.5913
Central_PV-2 | 3809 | 0.4329
Central_PV-2 | 3810 | 0.2619
Central_PV-2 | 3811 | 0.0504
Central_PV-2 | 3812 | 0
Central_PV-2 | 3813 | 0
Central_PV-2 | 3814 | 0
Central_PV-2 | 3815 | 0
Central_PV-2 | 3816 | 0
Central_PV-2 | 3817 | 0
Central_PV-2 | 3818 | 0
Central_PV-2 | 3819 | 0
Central_PV-2 | 3820 | 0
Central_PV-2 | 3821 | 0
Central_PV-2 | 3822 | 0.0432
Central_PV-2 | 3823 | 0.1305
Central_PV-2 | 3824 | 0.3591
Central_PV-2 | 3825 | 0.153
Central_PV-2 | 3826 | 0.1665
Central_PV-2 | 3827 | 0.27
Central_PV-2 | 3828 | 0.1755
Central_PV-2 | 3829 | 0.5121
Central_PV-2 | 3830 | 0.3168
Central_PV-2 | 3831 | 0.3078
Central_PV-2 | 3832 | 0.225
Central_PV-2 | 3833 | 0.1521
Central_PV-2 | 3834 | 0.1215
Central_PV-2 | 3835 | 0.0603
Central_PV-2 | 3836 | 0
Central_PV-2 | 3837 | 0
Central_PV-2 | 3838 | 0
Central_PV-2 | 3839 | 0
Central_PV-2 | 3840 | 0
Central_PV-2 | 3841 | 0
Central_PV-2 | 3842 | 0
Central_PV-2 | 3843 | 0
Central_PV-2 | 3844 | 0
Central_PV-2 | 3845 | 0
Central_PV-2 | 3846 | 0.081
Central_PV-2 | 3847 | 0.2277
Central_PV-2 | 3848 | 0.3681
Central_PV-2 | 3849 | 0.486
Central_PV-2 | 3850 | 0.5895
Central_PV-2 | 3851 | 0.8019
Central_PV-2 | 3852 | 0.8118
Central_PV-2 | 3853 | 0.4689
Central_PV-2 | 3854 | 0.5508
Central_PV-2 | 3855 | 0.3798
Central_PV-2 | 3856 | 0.5841
Central_PV-2 | 3857 | 0.4311
Central_PV-2 | 3858 | 0.2592
Central_PV-2 | 3859 | 0.0999
Central_PV-2 | 3860 | 0
Central_PV-2 | 3861 | 0
Central_PV-2 | 3862 | 0
Central_PV-2 | 3863 | 0
Central_PV-2 | 3864 | 0
Central_PV-2 | 3865 | 0
Central_PV-2 | 3866 | 0
Central_PV-2 | 3867 | 0
Central_PV-2 | 3868 | 0
Central_PV-2 | 3869 | 0
Central_PV-2 | 3870 | 0.0846
Central_PV-2 | 3871 | 0.2043
Central_PV-2 | 3872 | 0.414
Central_PV-2 | 3873 | 0.5688
Central_PV-2 | 3874 | 0.7038
Central_PV-2 | 3875 | 0.8109
Central_PV-2 | 3876 | 0.7686
Central_PV-2 | 3877 | 0.8046
Central_PV-2 | 3878 | 0.5202
Central_PV-2 | 3879 | 0.5355
Central_PV-2 | 3880 | 0.4572
Central_PV-2 | 3881 | 0.3528
Central_PV-2 | 3882 | 0.1962
Central_PV-2 | 3883 | 0.0909
Central_PV-2 | 3884 | 0
Central_PV-2 | 3885 | 0
Central_PV-2 | 3886 | 0
Central_PV-2 | 3887 | 0
Central_PV-2 | 3888 | 0
Central_PV-2 | 3889 | 0
Central_PV-2 | 3890 | 0
Central_PV-2 | 3891 | 0
Central_PV-2 | 3892 | 0
Central_PV-2 | 3893 | 0
Central_PV-2 | 3894 | 0.09
Central_PV-2 | 3895 | 0.2493
Central_PV-2 | 3896 | 0.4185
Central_PV-2 | 3897 | 0.4068
Central_PV-2 | 3898 | 0.5301
Central_PV-2 | 3899 | 0.3762
Central_PV-2 | 3900 | 0.8451
Central_PV-2 | 3901 | 0.8631
Central_PV-2 | 3902 | 0.8154
Central_PV-2 | 3903 | 0.4644
Central_PV-2 | 3904 | 0.5166
Central_PV-2 | 3905 | 0.3969
Central_PV-2 | 3906 | 0.2529
Central_PV-2 | 3907 | 0.0792
Central_PV-2 | 3908 | 0
Central_PV-2 | 3909 | 0
Central_PV-2 | 3910 | 0
Central_PV-2 | 3911 | 0
Central_PV-2 | 3912 | 0
Central_PV-2 | 3913 | 0
Central_PV-2 | 3914 | 0
Central_PV-2 | 3915 | 0
Central_PV-2 | 3916 | 0
Central_PV-2 | 3917 | 0
Central_PV-2 | 3918 | 0.0693
Central_PV-2 | 3919 | 0.2385
Central_PV-2 | 3920 | 0.3429
Central_PV-2 | 3921 | 0.3618
Central_PV-2 | 3922 | 0.6723
Central_PV-2 | 3923 | 0.7704
Central_PV-2 | 3924 | 0.8649
Central_PV-2 | 3925 | 0.8721
Central_PV-2 | 3926 | 0.8109
Central_PV-2 | 3927 | 0.6894
Central_PV-2 | 3928 | 0.5931
Central_PV-2 | 3929 | 0.441
Central_PV-2 | 3930 | 0.2682
Central_PV-2 | 3931 | 0.1035
Central_PV-2 | 3932 | 0
Central_PV-2 | 3933 | 0
Central_PV-2 | 3934 | 0
Central_PV-2 | 3935 | 0
Central_PV-2 | 3936 | 0
Central_PV-2 | 3937 | 0
Central_PV-2 | 3938 | 0
Central_PV-2 | 3939 | 0
Central_PV-2 | 3940 | 0
Central_PV-2 | 3941 | 0
Central_PV-2 | 3942 | 0.0243
Central_PV-2 | 3943 | 0.225
Central_PV-2 | 3944 | 0.3681
Central_PV-2 | 3945 | 0.4698
Central_PV-2 | 3946 | 0.6723
Central_PV-2 | 3947 | 0.6003
Central_PV-2 | 3948 | 0.8361
Central_PV-2 | 3949 | 0.171
Central_PV-2 | 3950 | 0.0918
Central_PV-2 | 3951 | 0.3096
Central_PV-2 | 3952 | 0.072
Central_PV-2 | 3953 | 0.0684
Central_PV-2 | 3954 | 0.0243
Central_PV-2 | 3955 | 0.0216
Central_PV-2 | 3956 | 0
Central_PV-2 | 3957 | 0
Central_PV-2 | 3958 | 0
Central_PV-2 | 3959 | 0
Central_PV-2 | 3960 | 0
Central_PV-2 | 3961 | 0
Central_PV-2 | 3962 | 0
Central_PV-2 | 3963 | 0
Central_PV-2 | 3964 | 0
Central_PV-2 | 3965 | 0
Central_PV-2 | 3966 | 0.0243
Central_PV-2 | 3967 | 0.0729
Central_PV-2 | 3968 | 0.1215
Central_PV-2 | 3969 | 0.3015
Central_PV-2 | 3970 | 0.459
Central_PV-2 | 3971 | 0.4383
Central_PV-2 | 3972 | 0.3114
Central_PV-2 | 3973 | 0.6282
Central_PV-2 | 3974 | 0.5481
Central_PV-2 | 3975 | 0.4455
Central_PV-2 | 3976 | 0.4401
Central_PV-2 | 3977 | 0.3366
Central_PV-2 | 3978 | 0.2439
Central_PV-2 | 3979 | 0.108
Central_PV-2 | 3980 | 0
Central_PV-2 | 3981 | 0
Central_PV-2 | 3982 | 0
Central_PV-2 | 3983 | 0
Central_PV-2 | 3984 | 0
Central_PV-2 | 3985 | 0
Central_PV-2 | 3986 | 0
Central_PV-2 | 3987 | 0
Central_PV-2 | 3988 | 0
Central_PV-2 | 3989 | 0
Central_PV-2 | 3990 | 0.0765
Central_PV-2 | 3991 | 0.2448
Central_PV-2 | 3992 | 0.2808
Central_PV-2 | 3993 | 0.5166
Central_PV-2 | 3994 | 0.6678
Central_PV-2 | 3995 | 0.7749
Central_PV-2 | 3996 | 0.8406
Central_PV-2 | 3997 | 0.8109
Central_PV-2 | 3998 | 0.4851
Central_PV-2 | 3999 | 0.1314
Central_PV-2 | 4000 | 0.081
Central_PV-2 | 4001 | 0.0774
Central_PV-2 | 4002 | 0.1755
Central_PV-2 | 4003 | 0.0855
Central_PV-2 | 4004 | 0
Central_PV-2 | 4005 | 0
Central_PV-2 | 4006 | 0
Central_PV-2 | 4007 | 0
Central_PV-2 | 4008 | 0
Central_PV-2 | 4009 | 0
Central_PV-2 | 4010 | 0
Central_PV-2 | 4011 | 0
Central_PV-2 | 4012 | 0
Central_PV-2 | 4013 | 0
Central_PV-2 | 4014 | 0.054
Central_PV-2 | 4015 | 0.1035
Central_PV-2 | 4016 | 0.4149
Central_PV-2 | 4017 | 0.5895
Central_PV-2 | 4018 | 0.7182
Central_PV-2 | 4019 | 0.8154
Central_PV-2 | 4020 | 0.8649
Central_PV-2 | 4021 | 0.7677
Central_PV-2 | 4022 | 0.7263
Central_PV-2 | 4023 | 0.3096
Central_PV-2 | 4024 | 0.1233
Central_PV-2 | 4025 | 0.1314
Central_PV-2 | 4026 | 0.2133
Central_PV-2 | 4027 | 0.108
Central_PV-2 | 4028 | 0
Central_PV-2 | 4029 | 0
Central_PV-2 | 4030 | 0
Central_PV-2 | 4031 | 0
Central_PV-2 | 4032 | 0
Central_PV-2 | 4033 | 0
Central_PV-2 | 4034 | 0
Central_PV-2 | 4035 | 0
Central_PV-2 | 4036 | 0
Central_PV-2 | 4037 | 0
Central_PV-2 | 4038 | 0.09
Central_PV-2 | 4039 | 0.2493
Central_PV-2 | 4040 | 0.387
Central_PV-2 | 4041 | 0.5607
Central_PV-2 | 4042 | 0.6786
Central_PV-2 | 4043 | 0.6714
Central_PV-2 | 4044 | 0.7254
Central_PV-2 | 4045 | 0.6084
Central_PV-2 | 4046 | 0.6309
Central_PV-2 | 4047 | 0.5994
Central_PV-2 | 4048 | 0.6129
Central_PV-2 | 4049 | 0.4455
Central_PV-2 | 4050 | 0.2691
Central_PV-2 | 4051 | 0.108
Central_PV-2 | 4052 | 0
Central_PV-2 | 4053 | 0
Central_PV-2 | 4054 | 0
Central_PV-2 | 4055 | 0
Central_PV-2 | 4056 | 0
Central_PV-2 | 4057 | 0
Central_PV-2 | 4058 | 0
Central_PV-2 | 4059 | 0
Central_PV-2 | 4060 | 0
Central_PV-2 | 4061 | 0
Central_PV-2 | 4062 | 0.0576
Central_PV-2 | 4063 | 0.0738
Central_PV-2 | 4064 | 0.0666
Central_PV-2 | 4065 | 0.09
Central_PV-2 | 4066 | 0.2754
Central_PV-2 | 4067 | 0.6615
Central_PV-2 | 4068 | 0.5868
Central_PV-2 | 4069 | 0.585
Central_PV-2 | 4070 | 0.6903
Central_PV-2 | 4071 | 0.6444
Central_PV-2 | 4072 | 0.6039
Central_PV-2 | 4073 | 0.4491
Central_PV-2 | 4074 | 0.2754
Central_PV-2 | 4075 | 0.1053
Central_PV-2 | 4076 | 0
Central_PV-2 | 4077 | 0
Central_PV-2 | 4078 | 0
Central_PV-2 | 4079 | 0
Central_PV-2 | 4080 | 0
Central_PV-2 | 4081 | 0
Central_PV-2 | 4082 | 0
Central_PV-2 | 4083 | 0
Central_PV-2 | 4084 | 0
Central_PV-2 | 4085 | 0
Central_PV-2 | 4086 | 0.0072
Central_PV-2 | 4087 | 0.0828
Central_PV-2 | 4088 | 0.306
Central_PV-2 | 4089 | 0.2844
Central_PV-2 | 4090 | 0.0792
Central_PV-2 | 4091 | 0.1053
Central_PV-2 | 4092 | 0.1161
Central_PV-2 | 4093 | 0.1152
Central_PV-2 | 4094 | 0.5769
Central_PV-2 | 4095 | 0.5877
Central_PV-2 | 4096 | 0.3366
Central_PV-2 | 4097 | 0.4032
Central_PV-2 | 4098 | 0.1386
Central_PV-2 | 4099 | 0.0684
Central_PV-2 | 4100 | 0
Central_PV-2 | 4101 | 0
Central_PV-2 | 4102 | 0
Central_PV-2 | 4103 | 0
Central_PV-2 | 4104 | 0
Central_PV-2 | 4105 | 0
Central_PV-2 | 4106 | 0
Central_PV-2 | 4107 | 0
Central_PV-2 | 4108 | 0
Central_PV-2 | 4109 | 0
Central_PV-2 | 4110 | 0.0153
Central_PV-2 | 4111 | 0.0891
Central_PV-2 | 4112 | 0.0549
Central_PV-2 | 4113 | 0.0882
Central_PV-2 | 4114 | 0.1809
Central_PV-2 | 4115 | 0.6075
Central_PV-2 | 4116 | 0.8829
Central_PV-2 | 4117 | 0.8784
Central_PV-2 | 4118 | 0.8136
Central_PV-2 | 4119 | 0.6687
Central_PV-2 | 4120 | 0.5985
Central_PV-2 | 4121 | 0.4257
Central_PV-2 | 4122 | 0.2709
Central_PV-2 | 4123 | 0.1107
Central_PV-2 | 4124 | 0
Central_PV-2 | 4125 | 0
Central_PV-2 | 4126 | 0
Central_PV-2 | 4127 | 0
Central_PV-2 | 4128 | 0
Central_PV-2 | 4129 | 0
Central_PV-2 | 4130 | 0
Central_PV-2 | 4131 | 0
Central_PV-2 | 4132 | 0
Central_PV-2 | 4133 | 0
Central_PV-2 | 4134 | 0.0846
Central_PV-2 | 4135 | 0.243
Central_PV-2 | 4136 | 0.4059
Central_PV-2 | 4137 | 0.5076
Central_PV-2 | 4138 | 0.3132
Central_PV-2 | 4139 | 0.4239
Central_PV-2 | 4140 | 0.5481
Central_PV-2 | 4141 | 0.6282
Central_PV-2 | 4142 | 0.6633
Central_PV-2 | 4143 | 0.6129
Central_PV-2 | 4144 | 0.5994
Central_PV-2 | 4145 | 0.4509
Central_PV-2 | 4146 | 0.279
Central_PV-2 | 4147 | 0.1116
Central_PV-2 | 4148 | 0
Central_PV-2 | 4149 | 0
Central_PV-2 | 4150 | 0
Central_PV-2 | 4151 | 0
Central_PV-2 | 4152 | 0
Central_PV-2 | 4153 | 0
Central_PV-2 | 4154 | 0
Central_PV-2 | 4155 | 0
Central_PV-2 | 4156 | 0
Central_PV-2 | 4157 | 0
Central_PV-2 | 4158 | 0.0801
Central_PV-2 | 4159 | 0.2376
Central_PV-2 | 4160 | 0.4113
Central_PV-2 | 4161 | 0.5553
Central_PV-2 | 4162 | 0.594
Central_PV-2 | 4163 | 0.7101
Central_PV-2 | 4164 | 0.7965
Central_PV-2 | 4165 | 0.8784
Central_PV-2 | 4166 | 0.8316
Central_PV-2 | 4167 | 0.7389
Central_PV-2 | 4168 | 0.6093
Central_PV-2 | 4169 | 0.4509
Central_PV-2 | 4170 | 0.2763
Central_PV-2 | 4171 | 0.1134
Central_PV-2 | 4172 | 0
Central_PV-2 | 4173 | 0
Central_PV-2 | 4174 | 0
Central_PV-2 | 4175 | 0
Central_PV-2 | 4176 | 0
Central_PV-2 | 4177 | 0
Central_PV-2 | 4178 | 0
Central_PV-2 | 4179 | 0
Central_PV-2 | 4180 | 0
Central_PV-2 | 4181 | 0
Central_PV-2 | 4182 | 0.081
Central_PV-2 | 4183 | 0.2403
Central_PV-2 | 4184 | 0.4131
Central_PV-2 | 4185 | 0.576
Central_PV-2 | 4186 | 0.7074
Central_PV-2 | 4187 | 0.8127
Central_PV-2 | 4188 | 0.8775
Central_PV-2 | 4189 | 0.873
Central_PV-2 | 4190 | 0.8316
Central_PV-2 | 4191 | 0.7227
Central_PV-2 | 4192 | 0.5931
Central_PV-2 | 4193 | 0.4392
Central_PV-2 | 4194 | 0.279
Central_PV-2 | 4195 | 0.1134
Central_PV-2 | 4196 | 0
Central_PV-2 | 4197 | 0
Central_PV-2 | 4198 | 0
Central_PV-2 | 4199 | 0
Central_PV-2 | 4200 | 0
Central_PV-2 | 4201 | 0
Central_PV-2 | 4202 | 0
Central_PV-2 | 4203 | 0
Central_PV-2 | 4204 | 0
Central_PV-2 | 4205 | 0
Central_PV-2 | 4206 | 0.081
Central_PV-2 | 4207 | 0.2385
Central_PV-2 | 4208 | 0.4122
Central_PV-2 | 4209 | 0.576
Central_PV-2 | 4210 | 0.711
Central_PV-2 | 4211 | 0.8118
Central_PV-2 | 4212 | 0.8676
Central_PV-2 | 4213 | 0.8586
Central_PV-2 | 4214 | 0.828
Central_PV-2 | 4215 | 0.7308
Central_PV-2 | 4216 | 0.5967
Central_PV-2 | 4217 | 0.4401
Central_PV-2 | 4218 | 0.2727
Central_PV-2 | 4219 | 0.1089
Central_PV-2 | 4220 | 0
Central_PV-2 | 4221 | 0
Central_PV-2 | 4222 | 0
Central_PV-2 | 4223 | 0
Central_PV-2 | 4224 | 0
Central_PV-2 | 4225 | 0
Central_PV-2 | 4226 | 0
Central_PV-2 | 4227 | 0
Central_PV-2 | 4228 | 0
Central_PV-2 | 4229 | 0
Central_PV-2 | 4230 | 0.0729
Central_PV-2 | 4231 | 0.2358
Central_PV-2 | 4232 | 0.4068
Central_PV-2 | 4233 | 0.5751
Central_PV-2 | 4234 | 0.7137
Central_PV-2 | 4235 | 0.8163
Central_PV-2 | 4236 | 0.882
Central_PV-2 | 4237 | 0.8586
Central_PV-2 | 4238 | 0.8325
Central_PV-2 | 4239 | 0.7389
Central_PV-2 | 4240 | 0.6075
Central_PV-2 | 4241 | 0.4455
Central_PV-2 | 4242 | 0.2718
Central_PV-2 | 4243 | 0.1098
Central_PV-2 | 4244 | 0
Central_PV-2 | 4245 | 0
Central_PV-2 | 4246 | 0
Central_PV-2 | 4247 | 0
Central_PV-2 | 4248 | 0
Central_PV-2 | 4249 | 0
Central_PV-2 | 4250 | 0
Central_PV-2 | 4251 | 0
Central_PV-2 | 4252 | 0
Central_PV-2 | 4253 | 0
Central_PV-2 | 4254 | 0.0783
Central_PV-2 | 4255 | 0.2421
Central_PV-2 | 4256 | 0.4104
Central_PV-2 | 4257 | 0.5742
Central_PV-2 | 4258 | 0.7092
Central_PV-2 | 4259 | 0.8109
Central_PV-2 | 4260 | 0.8766
Central_PV-2 | 4261 | 0.873
Central_PV-2 | 4262 | 0.828
Central_PV-2 | 4263 | 0.7317
Central_PV-2 | 4264 | 0.6039
Central_PV-2 | 4265 | 0.4482
Central_PV-2 | 4266 | 0.2754
Central_PV-2 | 4267 | 0.1107
Central_PV-2 | 4268 | 0
Central_PV-2 | 4269 | 0
Central_PV-2 | 4270 | 0
Central_PV-2 | 4271 | 0
Central_PV-2 | 4272 | 0
Central_PV-2 | 4273 | 0
Central_PV-2 | 4274 | 0
Central_PV-2 | 4275 | 0
Central_PV-2 | 4276 | 0
Central_PV-2 | 4277 | 0
Central_PV-2 | 4278 | 0.0567
Central_PV-2 | 4279 | 0.2079
Central_PV-2 | 4280 | 0.324
Central_PV-2 | 4281 | 0.4824
Central_PV-2 | 4282 | 0.6309
Central_PV-2 | 4283 | 0.6948
Central_PV-2 | 4284 | 0.7857
Central_PV-2 | 4285 | 0.8487
Central_PV-2 | 4286 | 0.8325
Central_PV-2 | 4287 | 0.7353
Central_PV-2 | 4288 | 0.6012
Central_PV-2 | 4289 | 0.441
Central_PV-2 | 4290 | 0.2691
Central_PV-2 | 4291 | 0.1053
Central_PV-2 | 4292 | 0
Central_PV-2 | 4293 | 0
Central_PV-2 | 4294 | 0
Central_PV-2 | 4295 | 0
Central_PV-2 | 4296 | 0
Central_PV-2 | 4297 | 0
Central_PV-2 | 4298 | 0
Central_PV-2 | 4299 | 0
Central_PV-2 | 4300 | 0
Central_PV-2 | 4301 | 0
Central_PV-2 | 4302 | 0.0747
Central_PV-2 | 4303 | 0.2322
Central_PV-2 | 4304 | 0.4023
Central_PV-2 | 4305 | 0.5724
Central_PV-2 | 4306 | 0.7083
Central_PV-2 | 4307 | 0.81
Central_PV-2 | 4308 | 0.8757
Central_PV-2 | 4309 | 0.8775
Central_PV-2 | 4310 | 0.8325
Central_PV-2 | 4311 | 0.7353
Central_PV-2 | 4312 | 0.6048
Central_PV-2 | 4313 | 0.4464
Central_PV-2 | 4314 | 0.2745
Central_PV-2 | 4315 | 0.1098
Central_PV-2 | 4316 | 0
Central_PV-2 | 4317 | 0
Central_PV-2 | 4318 | 0
Central_PV-2 | 4319 | 0
Central_PV-2 | 4320 | 0
Central_PV-2 | 4321 | 0
Central_PV-2 | 4322 | 0
Central_PV-2 | 4323 | 0
Central_PV-2 | 4324 | 0
Central_PV-2 | 4325 | 0
Central_PV-2 | 4326 | 0.0747
Central_PV-2 | 4327 | 0.2286
Central_PV-2 | 4328 | 0.4014
Central_PV-2 | 4329 | 0.5616
Central_PV-2 | 4330 | 0.6993
Central_PV-2 | 4331 | 0.8001
Central_PV-2 | 4332 | 0.8703
Central_PV-2 | 4333 | 0.7326
Central_PV-2 | 4334 | 0.8001
Central_PV-2 | 4335 | 0.6993
Central_PV-2 | 4336 | 0.5778
Central_PV-2 | 4337 | 0.4365
Central_PV-2 | 4338 | 0.27
Central_PV-2 | 4339 | 0.1098
Central_PV-2 | 4340 | 0
Central_PV-2 | 4341 | 0
Central_PV-2 | 4342 | 0
Central_PV-2 | 4343 | 0
Central_PV-2 | 4344 | 0
Central_PV-2 | 4345 | 0
Central_PV-2 | 4346 | 0
Central_PV-2 | 4347 | 0
Central_PV-2 | 4348 | 0
Central_PV-2 | 4349 | 0
Central_PV-2 | 4350 | 0.0774
Central_PV-2 | 4351 | 0.2313
Central_PV-2 | 4352 | 0.4086
Central_PV-2 | 4353 | 0.5697
Central_PV-2 | 4354 | 0.702
Central_PV-2 | 4355 | 0.8001
Central_PV-2 | 4356 | 0.8604
Central_PV-2 | 4357 | 0.8712
Central_PV-2 | 4358 | 0.8262
Central_PV-2 | 4359 | 0.7353
Central_PV-2 | 4360 | 0.5985
Central_PV-2 | 4361 | 0.4374
Central_PV-2 | 4362 | 0.2664
Central_PV-2 | 4363 | 0.1035
Central_PV-2 | 4364 | 0
Central_PV-2 | 4365 | 0
Central_PV-2 | 4366 | 0
Central_PV-2 | 4367 | 0
Central_PV-2 | 4368 | 0
Central_PV-2 | 4369 | 0
Central_PV-2 | 4370 | 0
Central_PV-2 | 4371 | 0
Central_PV-2 | 4372 | 0
Central_PV-2 | 4373 | 0
Central_PV-2 | 4374 | 0.0711
Central_PV-2 | 4375 | 0.2169
Central_PV-2 | 4376 | 0.4032
Central_PV-2 | 4377 | 0.4293
Central_PV-2 | 4378 | 0.6435
Central_PV-2 | 4379 | 0.7911
Central_PV-2 | 4380 | 0.1422
Central_PV-2 | 4381 | 0.3807
Central_PV-2 | 4382 | 0.648
Central_PV-2 | 4383 | 0.6111
Central_PV-2 | 4384 | 0.3159
Central_PV-2 | 4385 | 0.4347
Central_PV-2 | 4386 | 0.252
Central_PV-2 | 4387 | 0.0855
Central_PV-2 | 4388 | 0
Central_PV-2 | 4389 | 0
Central_PV-2 | 4390 | 0
Central_PV-2 | 4391 | 0
Central_PV-2 | 4392 | 0
Central_PV-2 | 4393 | 0
Central_PV-2 | 4394 | 0
Central_PV-2 | 4395 | 0
Central_PV-2 | 4396 | 0
Central_PV-2 | 4397 | 0
Central_PV-2 | 4398 | 0.0207
Central_PV-2 | 4399 | 0.1476
Central_PV-2 | 4400 | 0.2862
Central_PV-2 | 4401 | 0.522
Central_PV-2 | 4402 | 0.6786
Central_PV-2 | 4403 | 0.7452
Central_PV-2 | 4404 | 0.8019
Central_PV-2 | 4405 | 0.8487
Central_PV-2 | 4406 | 0.8136
Central_PV-2 | 4407 | 0.7164
Central_PV-2 | 4408 | 0.5022
Central_PV-2 | 4409 | 0.3384
Central_PV-2 | 4410 | 0.1467
Central_PV-2 | 4411 | 0.0837
Central_PV-2 | 4412 | 0
Central_PV-2 | 4413 | 0
Central_PV-2 | 4414 | 0
Central_PV-2 | 4415 | 0
Central_PV-2 | 4416 | 0
Central_PV-2 | 4417 | 0
Central_PV-2 | 4418 | 0
Central_PV-2 | 4419 | 0
Central_PV-2 | 4420 | 0
Central_PV-2 | 4421 | 0
Central_PV-2 | 4422 | 0.0063
Central_PV-2 | 4423 | 0.0207
Central_PV-2 | 4424 | 0.3744
Central_PV-2 | 4425 | 0.5409
Central_PV-2 | 4426 | 0.6921
Central_PV-2 | 4427 | 0.7776
Central_PV-2 | 4428 | 0.8586
Central_PV-2 | 4429 | 0.8523
Central_PV-2 | 4430 | 0.8262
Central_PV-2 | 4431 | 0.6255
Central_PV-2 | 4432 | 0.6075
Central_PV-2 | 4433 | 0.4464
Central_PV-2 | 4434 | 0.2745
Central_PV-2 | 4435 | 0.1134
Central_PV-2 | 4436 | 0
Central_PV-2 | 4437 | 0
Central_PV-2 | 4438 | 0
Central_PV-2 | 4439 | 0
Central_PV-2 | 4440 | 0
Central_PV-2 | 4441 | 0
Central_PV-2 | 4442 | 0
Central_PV-2 | 4443 | 0
Central_PV-2 | 4444 | 0
Central_PV-2 | 4445 | 0
Central_PV-2 | 4446 | 0.0738
Central_PV-2 | 4447 | 0.2313
Central_PV-2 | 4448 | 0.4059
Central_PV-2 | 4449 | 0.5715
Central_PV-2 | 4450 | 0.702
Central_PV-2 | 4451 | 0.8136
Central_PV-2 | 4452 | 0.8667
Central_PV-2 | 4453 | 0.8739
Central_PV-2 | 4454 | 0.8298
Central_PV-2 | 4455 | 0.7416
Central_PV-2 | 4456 | 0.6066
Central_PV-2 | 4457 | 0.4482
Central_PV-2 | 4458 | 0.2772
Central_PV-2 | 4459 | 0.1134
Central_PV-2 | 4460 | 0
Central_PV-2 | 4461 | 0
Central_PV-2 | 4462 | 0
Central_PV-2 | 4463 | 0
Central_PV-2 | 4464 | 0
Central_PV-2 | 4465 | 0
Central_PV-2 | 4466 | 0
Central_PV-2 | 4467 | 0
Central_PV-2 | 4468 | 0
Central_PV-2 | 4469 | 0
Central_PV-2 | 4470 | 0.0738
Central_PV-2 | 4471 | 0.2277
Central_PV-2 | 4472 | 0.4023
Central_PV-2 | 4473 | 0.5643
Central_PV-2 | 4474 | 0.6975
Central_PV-2 | 4475 | 0.8082
Central_PV-2 | 4476 | 0.8622
Central_PV-2 | 4477 | 0.8784
Central_PV-2 | 4478 | 0.8253
Central_PV-2 | 4479 | 0.1269
Central_PV-2 | 4480 | 0.6003
Central_PV-2 | 4481 | 0.441
Central_PV-2 | 4482 | 0.2871
Central_PV-2 | 4483 | 0.1062
Central_PV-2 | 4484 | 0
Central_PV-2 | 4485 | 0
Central_PV-2 | 4486 | 0
Central_PV-2 | 4487 | 0
Central_PV-2 | 4488 | 0
Central_PV-2 | 4489 | 0
Central_PV-2 | 4490 | 0
Central_PV-2 | 4491 | 0
Central_PV-2 | 4492 | 0
Central_PV-2 | 4493 | 0
Central_PV-2 | 4494 | 0.0063
Central_PV-2 | 4495 | 0.1872
Central_PV-2 | 4496 | 0.2889
Central_PV-2 | 4497 | 0.3726
Central_PV-2 | 4498 | 0.5202
Central_PV-2 | 4499 | 0.6138
Central_PV-2 | 4500 | 0.7911
Central_PV-2 | 4501 | 0.8595
Central_PV-2 | 4502 | 0.7452
Central_PV-2 | 4503 | 0.2295
Central_PV-2 | 4504 | 0.5418
Central_PV-2 | 4505 | 0.1341
Central_PV-2 | 4506 | 0.0423
Central_PV-2 | 4507 | 0.1152
Central_PV-2 | 4508 | 0
Central_PV-2 | 4509 | 0
Central_PV-2 | 4510 | 0
Central_PV-2 | 4511 | 0
Central_PV-2 | 4512 | 0
Central_PV-2 | 4513 | 0
Central_PV-2 | 4514 | 0
Central_PV-2 | 4515 | 0
Central_PV-2 | 4516 | 0
Central_PV-2 | 4517 | 0
Central_PV-2 | 4518 | 0.0693
Central_PV-2 | 4519 | 0.225
Central_PV-2 | 4520 | 0.4032
Central_PV-2 | 4521 | 0.5616
Central_PV-2 | 4522 | 0.7029
Central_PV-2 | 4523 | 0.8109
Central_PV-2 | 4524 | 0.8478
Central_PV-2 | 4525 | 0.8685
Central_PV-2 | 4526 | 0.8244
Central_PV-2 | 4527 | 0.7443
Central_PV-2 | 4528 | 0.6093
Central_PV-2 | 4529 | 0.4491
Central_PV-2 | 4530 | 0.2754
Central_PV-2 | 4531 | 0.1107
Central_PV-2 | 4532 | 0
Central_PV-2 | 4533 | 0
Central_PV-2 | 4534 | 0
Central_PV-2 | 4535 | 0
Central_PV-2 | 4536 | 0
Central_PV-2 | 4537 | 0
Central_PV-2 | 4538 | 0
Central_PV-2 | 4539 | 0
Central_PV-2 | 4540 | 0
Central_PV-2 | 4541 | 0
Central_PV-2 | 4542 | 0.0576
Central_PV-2 | 4543 | 0.2097
Central_PV-2 | 4544 | 0.2925
Central_PV-2 | 4545 | 0.2889
Central_PV-2 | 4546 | 0.2331
Central_PV-2 | 4547 | 0.2592
Central_PV-2 | 4548 | 0.171
Central_PV-2 | 4549 | 0.0783
Central_PV-2 | 4550 | 0.0882
Central_PV-2 | 4551 | 0.4374
Central_PV-2 | 4552 | 0.3564
Central_PV-2 | 4553 | 0.0864
Central_PV-2 | 4554 | 0.0882
Central_PV-2 | 4555 | 0.0576
Central_PV-2 | 4556 | 0
Central_PV-2 | 4557 | 0
Central_PV-2 | 4558 | 0
Central_PV-2 | 4559 | 0
Central_PV-2 | 4560 | 0
Central_PV-2 | 4561 | 0
Central_PV-2 | 4562 | 0
Central_PV-2 | 4563 | 0
Central_PV-2 | 4564 | 0
Central_PV-2 | 4565 | 0
Central_PV-2 | 4566 | 0.0675
Central_PV-2 | 4567 | 0.1791
Central_PV-2 | 4568 | 0.3024
Central_PV-2 | 4569 | 0.4626
Central_PV-2 | 4570 | 0.5832
Central_PV-2 | 4571 | 0.5328
Central_PV-2 | 4572 | 0.3987
Central_PV-2 | 4573 | 0.6804
Central_PV-2 | 4574 | 0.7524
Central_PV-2 | 4575 | 0.5751
Central_PV-2 | 4576 | 0.4815
Central_PV-2 | 4577 | 0.3897
Central_PV-2 | 4578 | 0.2394
Central_PV-2 | 4579 | 0.1098
Central_PV-2 | 4580 | 0
Central_PV-2 | 4581 | 0
Central_PV-2 | 4582 | 0
Central_PV-2 | 4583 | 0
Central_PV-2 | 4584 | 0
Central_PV-2 | 4585 | 0
Central_PV-2 | 4586 | 0
Central_PV-2 | 4587 | 0
Central_PV-2 | 4588 | 0
Central_PV-2 | 4589 | 0
Central_PV-2 | 4590 | 0.0639
Central_PV-2 | 4591 | 0.2178
Central_PV-2 | 4592 | 0.2952
Central_PV-2 | 4593 | 0.558
Central_PV-2 | 4594 | 0.6957
Central_PV-2 | 4595 | 0.8037
Central_PV-2 | 4596 | 0.7974
Central_PV-2 | 4597 | 0.7956
Central_PV-2 | 4598 | 0.6759
Central_PV-2 | 4599 | 0.747
Central_PV-2 | 4600 | 0.5958
Central_PV-2 | 4601 | 0.4455
Central_PV-2 | 4602 | 0.2727
Central_PV-2 | 4603 | 0.108
Central_PV-2 | 4604 | 0
Central_PV-2 | 4605 | 0
Central_PV-2 | 4606 | 0
Central_PV-2 | 4607 | 0
Central_PV-2 | 4608 | 0
Central_PV-2 | 4609 | 0
Central_PV-2 | 4610 | 0
Central_PV-2 | 4611 | 0
Central_PV-2 | 4612 | 0
Central_PV-2 | 4613 | 0
Central_PV-2 | 4614 | 0.0603
Central_PV-2 | 4615 | 0.2169
Central_PV-2 | 4616 | 0.3861
Central_PV-2 | 4617 | 0.4716
Central_PV-2 | 4618 | 0.495
Central_PV-2 | 4619 | 0.3879
Central_PV-2 | 4620 | 0.4986
Central_PV-2 | 4621 | 0.3555
Central_PV-2 | 4622 | 0.5472
Central_PV-2 | 4623 | 0.3555
Central_PV-2 | 4624 | 0.2979
Central_PV-2 | 4625 | 0.1863
Central_PV-2 | 4626 | 0.1917
Central_PV-2 | 4627 | 0.027
Central_PV-2 | 4628 | 0
Central_PV-2 | 4629 | 0
Central_PV-2 | 4630 | 0
Central_PV-2 | 4631 | 0
Central_PV-2 | 4632 | 0
Central_PV-2 | 4633 | 0
Central_PV-2 | 4634 | 0
Central_PV-2 | 4635 | 0
Central_PV-2 | 4636 | 0
Central_PV-2 | 4637 | 0
Central_PV-2 | 4638 | 0.0603
Central_PV-2 | 4639 | 0.2151
Central_PV-2 | 4640 | 0.3861
Central_PV-2 | 4641 | 0.5445
Central_PV-2 | 4642 | 0.6444
Central_PV-2 | 4643 | 0.7821
Central_PV-2 | 4644 | 0.8523
Central_PV-2 | 4645 | 0.8568
Central_PV-2 | 4646 | 0.7587
Central_PV-2 | 4647 | 0.7056
Central_PV-2 | 4648 | 0.585
Central_PV-2 | 4649 | 0.4176
Central_PV-2 | 4650 | 0.2403
Central_PV-2 | 4651 | 0.0936
Central_PV-2 | 4652 | 0
Central_PV-2 | 4653 | 0
Central_PV-2 | 4654 | 0
Central_PV-2 | 4655 | 0
Central_PV-2 | 4656 | 0
Central_PV-2 | 4657 | 0
Central_PV-2 | 4658 | 0
Central_PV-2 | 4659 | 0
Central_PV-2 | 4660 | 0
Central_PV-2 | 4661 | 0
Central_PV-2 | 4662 | 0.027
Central_PV-2 | 4663 | 0.0252
Central_PV-2 | 4664 | 0.2448
Central_PV-2 | 4665 | 0.3978
Central_PV-2 | 4666 | 0.6462
Central_PV-2 | 4667 | 0.6579
Central_PV-2 | 4668 | 0.6228
Central_PV-2 | 4669 | 0.4842
Central_PV-2 | 4670 | 0.6147
Central_PV-2 | 4671 | 0.6858
Central_PV-2 | 4672 | 0.4986
Central_PV-2 | 4673 | 0.1998
Central_PV-2 | 4674 | 0.0243
Central_PV-2 | 4675 | 0.0954
Central_PV-2 | 4676 | 0
Central_PV-2 | 4677 | 0
Central_PV-2 | 4678 | 0
Central_PV-2 | 4679 | 0
Central_PV-2 | 4680 | 0
Central_PV-2 | 4681 | 0
Central_PV-2 | 4682 | 0
Central_PV-2 | 4683 | 0
Central_PV-2 | 4684 | 0
Central_PV-2 | 4685 | 0
Central_PV-2 | 4686 | 0.0594
Central_PV-2 | 4687 | 0.2151
Central_PV-2 | 4688 | 0.3888
Central_PV-2 | 4689 | 0.5553
Central_PV-2 | 4690 | 0.6912
Central_PV-2 | 4691 | 0.7956
Central_PV-2 | 4692 | 0.8469
Central_PV-2 | 4693 | 0.8595
Central_PV-2 | 4694 | 0.8001
Central_PV-2 | 4695 | 0.693
Central_PV-2 | 4696 | 0.5751
Central_PV-2 | 4697 | 0.4248
Central_PV-2 | 4698 | 0.2448
Central_PV-2 | 4699 | 0.1053
Central_PV-2 | 4700 | 0
Central_PV-2 | 4701 | 0
Central_PV-2 | 4702 | 0
Central_PV-2 | 4703 | 0
Central_PV-2 | 4704 | 0
Central_PV-2 | 4705 | 0
Central_PV-2 | 4706 | 0
Central_PV-2 | 4707 | 0
Central_PV-2 | 4708 | 0
Central_PV-2 | 4709 | 0
Central_PV-2 | 4710 | 0.0558
Central_PV-2 | 4711 | 0.2097
Central_PV-2 | 4712 | 0.3816
Central_PV-2 | 4713 | 0.5481
Central_PV-2 | 4714 | 0.7002
Central_PV-2 | 4715 | 0.7992
Central_PV-2 | 4716 | 0.8676
Central_PV-2 | 4717 | 0.8757
Central_PV-2 | 4718 | 0.8406
Central_PV-2 | 4719 | 0.7362
Central_PV-2 | 4720 | 0.6012
Central_PV-2 | 4721 | 0.4437
Central_PV-2 | 4722 | 0.2682
Central_PV-2 | 4723 | 0.1044
Central_PV-2 | 4724 | 0
Central_PV-2 | 4725 | 0
Central_PV-2 | 4726 | 0
Central_PV-2 | 4727 | 0
Central_PV-2 | 4728 | 0
Central_PV-2 | 4729 | 0
Central_PV-2 | 4730 | 0
Central_PV-2 | 4731 | 0
Central_PV-2 | 4732 | 0
Central_PV-2 | 4733 | 0
Central_PV-2 | 4734 | 0.0522
Central_PV-2 | 4735 | 0.2079
Central_PV-2 | 4736 | 0.3834
Central_PV-2 | 4737 | 0.5499
Central_PV-2 | 4738 | 0.6921
Central_PV-2 | 4739 | 0.7938
Central_PV-2 | 4740 | 0.8532
Central_PV-2 | 4741 | 0.8667
Central_PV-2 | 4742 | 0.8235
Central_PV-2 | 4743 | 0.7281
Central_PV-2 | 4744 | 0.5949
Central_PV-2 | 4745 | 0.4365
Central_PV-2 | 4746 | 0.2646
Central_PV-2 | 4747 | 0.0558
Central_PV-2 | 4748 | 0
Central_PV-2 | 4749 | 0
Central_PV-2 | 4750 | 0
Central_PV-2 | 4751 | 0
Central_PV-2 | 4752 | 0
Central_PV-2 | 4753 | 0
Central_PV-2 | 4754 | 0
Central_PV-2 | 4755 | 0
Central_PV-2 | 4756 | 0
Central_PV-2 | 4757 | 0
Central_PV-2 | 4758 | 0.0459
Central_PV-2 | 4759 | 0.1944
Central_PV-2 | 4760 | 0.3726
Central_PV-2 | 4761 | 0.5427
Central_PV-2 | 4762 | 0.6804
Central_PV-2 | 4763 | 0.7884
Central_PV-2 | 4764 | 0.8478
Central_PV-2 | 4765 | 0.8613
Central_PV-2 | 4766 | 0.8145
Central_PV-2 | 4767 | 0.72
Central_PV-2 | 4768 | 0.4527
Central_PV-2 | 4769 | 0.2142
Central_PV-2 | 4770 | 0.2493
Central_PV-2 | 4771 | 0.0459
Central_PV-2 | 4772 | 0
Central_PV-2 | 4773 | 0
Central_PV-2 | 4774 | 0
Central_PV-2 | 4775 | 0
Central_PV-2 | 4776 | 0
Central_PV-2 | 4777 | 0
Central_PV-2 | 4778 | 0
Central_PV-2 | 4779 | 0
Central_PV-2 | 4780 | 0
Central_PV-2 | 4781 | 0
Central_PV-2 | 4782 | 0.0378
Central_PV-2 | 4783 | 0.1656
Central_PV-2 | 4784 | 0.3285
Central_PV-2 | 4785 | 0.5247
Central_PV-2 | 4786 | 0.6723
Central_PV-2 | 4787 | 0.7839
Central_PV-2 | 4788 | 0.8469
Central_PV-2 | 4789 | 0.8514
Central_PV-2 | 4790 | 0.8046
Central_PV-2 | 4791 | 0.6633
Central_PV-2 | 4792 | 0.5526
Central_PV-2 | 4793 | 0.3555
Central_PV-2 | 4794 | 0.2007
Central_PV-2 | 4795 | 0.054
Central_PV-2 | 4796 | 0
Central_PV-2 | 4797 | 0
Central_PV-2 | 4798 | 0
Central_PV-2 | 4799 | 0
Central_PV-2 | 4800 | 0
Central_PV-2 | 4801 | 0
Central_PV-2 | 4802 | 0
Central_PV-2 | 4803 | 0
Central_PV-2 | 4804 | 0
Central_PV-2 | 4805 | 0
Central_PV-2 | 4806 | 0.0243
Central_PV-2 | 4807 | 0.1629
Central_PV-2 | 4808 | 0.0837
Central_PV-2 | 4809 | 0.2916
Central_PV-2 | 4810 | 0.4554
Central_PV-2 | 4811 | 0.7497
Central_PV-2 | 4812 | 0.837
Central_PV-2 | 4813 | 0.8505
Central_PV-2 | 4814 | 0.8037
Central_PV-2 | 4815 | 0.648
Central_PV-2 | 4816 | 0.5886
Central_PV-2 | 4817 | 0.4419
Central_PV-2 | 4818 | 0.1386
Central_PV-2 | 4819 | 0.0576
Central_PV-2 | 4820 | 0
Central_PV-2 | 4821 | 0
Central_PV-2 | 4822 | 0
Central_PV-2 | 4823 | 0
Central_PV-2 | 4824 | 0
Central_PV-2 | 4825 | 0
Central_PV-2 | 4826 | 0
Central_PV-2 | 4827 | 0
Central_PV-2 | 4828 | 0
Central_PV-2 | 4829 | 0
Central_PV-2 | 4830 | 0.0477
Central_PV-2 | 4831 | 0.2052
Central_PV-2 | 4832 | 0.3708
Central_PV-2 | 4833 | 0.5409
Central_PV-2 | 4834 | 0.6273
Central_PV-2 | 4835 | 0.7569
Central_PV-2 | 4836 | 0.828
Central_PV-2 | 4837 | 0.6822
Central_PV-2 | 4838 | 0.5679
Central_PV-2 | 4839 | 0.7281
Central_PV-2 | 4840 | 0.5904
Central_PV-2 | 4841 | 0.4032
Central_PV-2 | 4842 | 0.1656
Central_PV-2 | 4843 | 0.0567
Central_PV-2 | 4844 | 0
Central_PV-2 | 4845 | 0
Central_PV-2 | 4846 | 0
Central_PV-2 | 4847 | 0
Central_PV-2 | 4848 | 0
Central_PV-2 | 4849 | 0
Central_PV-2 | 4850 | 0
Central_PV-2 | 4851 | 0
Central_PV-2 | 4852 | 0
Central_PV-2 | 4853 | 0
Central_PV-2 | 4854 | 0.045
Central_PV-2 | 4855 | 0.2016
Central_PV-2 | 4856 | 0.3654
Central_PV-2 | 4857 | 0.5445
Central_PV-2 | 4858 | 0.6849
Central_PV-2 | 4859 | 0.7956
Central_PV-2 | 4860 | 0.8352
Central_PV-2 | 4861 | 0.8181
Central_PV-2 | 4862 | 0.8226
Central_PV-2 | 4863 | 0.7011
Central_PV-2 | 4864 | 0.5859
Central_PV-2 | 4865 | 0.4365
Central_PV-2 | 4866 | 0.2628
Central_PV-2 | 4867 | 0.0504
Central_PV-2 | 4868 | 0
Central_PV-2 | 4869 | 0
Central_PV-2 | 4870 | 0
Central_PV-2 | 4871 | 0
Central_PV-2 | 4872 | 0
Central_PV-2 | 4873 | 0
Central_PV-2 | 4874 | 0
Central_PV-2 | 4875 | 0
Central_PV-2 | 4876 | 0
Central_PV-2 | 4877 | 0
Central_PV-2 | 4878 | 0.0432
Central_PV-2 | 4879 | 0.1971
Central_PV-2 | 4880 | 0.3735
Central_PV-2 | 4881 | 0.5373
Central_PV-2 | 4882 | 0.6768
Central_PV-2 | 4883 | 0.783
Central_PV-2 | 4884 | 0.8469
Central_PV-2 | 4885 | 0.8523
Central_PV-2 | 4886 | 0.8136
Central_PV-2 | 4887 | 0.7254
Central_PV-2 | 4888 | 0.5967
Central_PV-2 | 4889 | 0.4374
Central_PV-2 | 4890 | 0.2601
Central_PV-2 | 4891 | 0.0495
Central_PV-2 | 4892 | 0
Central_PV-2 | 4893 | 0
Central_PV-2 | 4894 | 0
Central_PV-2 | 4895 | 0
Central_PV-2 | 4896 | 0
Central_PV-2 | 4897 | 0
Central_PV-2 | 4898 | 0
Central_PV-2 | 4899 | 0
Central_PV-2 | 4900 | 0
Central_PV-2 | 4901 | 0
Central_PV-2 | 4902 | 0.0396
Central_PV-2 | 4903 | 0.1926
Central_PV-2 | 4904 | 0.3618
Central_PV-2 | 4905 | 0.5274
Central_PV-2 | 4906 | 0.6723
Central_PV-2 | 4907 | 0.7812
Central_PV-2 | 4908 | 0.8415
Central_PV-2 | 4909 | 0.846
Central_PV-2 | 4910 | 0.8082
Central_PV-2 | 4911 | 0.7173
Central_PV-2 | 4912 | 0.5868
Central_PV-2 | 4913 | 0.4248
Central_PV-2 | 4914 | 0.2502
Central_PV-2 | 4915 | 0.054
Central_PV-2 | 4916 | 0
Central_PV-2 | 4917 | 0
Central_PV-2 | 4918 | 0
Central_PV-2 | 4919 | 0
Central_PV-2 | 4920 | 0
Central_PV-2 | 4921 | 0
Central_PV-2 | 4922 | 0
Central_PV-2 | 4923 | 0
Central_PV-2 | 4924 | 0
Central_PV-2 | 4925 | 0
Central_PV-2 | 4926 | 0.0054
Central_PV-2 | 4927 | 0.1242
Central_PV-2 | 4928 | 0.2655
Central_PV-2 | 4929 | 0.5229
Central_PV-2 | 4930 | 0.5661
Central_PV-2 | 4931 | 0.684
Central_PV-2 | 4932 | 0.6237
Central_PV-2 | 4933 | 0.5859
Central_PV-2 | 4934 | 0.7407
Central_PV-2 | 4935 | 0.6498
Central_PV-2 | 4936 | 0.5607
Central_PV-2 | 4937 | 0.3933
Central_PV-2 | 4938 | 0.2502
Central_PV-2 | 4939 | 0.0135
Central_PV-2 | 4940 | 0
Central_PV-2 | 4941 | 0
Central_PV-2 | 4942 | 0
Central_PV-2 | 4943 | 0
Central_PV-2 | 4944 | 0
Central_PV-2 | 4945 | 0
Central_PV-2 | 4946 | 0
Central_PV-2 | 4947 | 0
Central_PV-2 | 4948 | 0
Central_PV-2 | 4949 | 0
Central_PV-2 | 4950 | 0.0342
Central_PV-2 | 4951 | 0.1818
Central_PV-2 | 4952 | 0.3582
Central_PV-2 | 4953 | 0.5247
Central_PV-2 | 4954 | 0.6687
Central_PV-2 | 4955 | 0.7785
Central_PV-2 | 4956 | 0.8388
Central_PV-2 | 4957 | 0.8487
Central_PV-2 | 4958 | 0.81
Central_PV-2 | 4959 | 0.7146
Central_PV-2 | 4960 | 0.5832
Central_PV-2 | 4961 | 0.4194
Central_PV-2 | 4962 | 0.2475
Central_PV-2 | 4963 | 0.0504
Central_PV-2 | 4964 | 0
Central_PV-2 | 4965 | 0
Central_PV-2 | 4966 | 0
Central_PV-2 | 4967 | 0
Central_PV-2 | 4968 | 0
Central_PV-2 | 4969 | 0
Central_PV-2 | 4970 | 0
Central_PV-2 | 4971 | 0
Central_PV-2 | 4972 | 0
Central_PV-2 | 4973 | 0
Central_PV-2 | 4974 | 0.0306
Central_PV-2 | 4975 | 0.1737
Central_PV-2 | 4976 | 0.351
Central_PV-2 | 4977 | 0.5202
Central_PV-2 | 4978 | 0.6606
Central_PV-2 | 4979 | 0.7695
Central_PV-2 | 4980 | 0.7776
Central_PV-2 | 4981 | 0.747
Central_PV-2 | 4982 | 0.7758
Central_PV-2 | 4983 | 0.6912
Central_PV-2 | 4984 | 0.5823
Central_PV-2 | 4985 | 0.4113
Central_PV-2 | 4986 | 0.2412
Central_PV-2 | 4987 | 0.0513
Central_PV-2 | 4988 | 0
Central_PV-2 | 4989 | 0
Central_PV-2 | 4990 | 0
Central_PV-2 | 4991 | 0
Central_PV-2 | 4992 | 0
Central_PV-2 | 4993 | 0
Central_PV-2 | 4994 | 0
Central_PV-2 | 4995 | 0
Central_PV-2 | 4996 | 0
Central_PV-2 | 4997 | 0
Central_PV-2 | 4998 | 0.0252
Central_PV-2 | 4999 | 0.1719
Central_PV-2 | 5000 | 0.3492
Central_PV-2 | 5001 | 0.5184
Central_PV-2 | 5002 | 0.6624
Central_PV-2 | 5003 | 0.7677
Central_PV-2 | 5004 | 0.8325
Central_PV-2 | 5005 | 0.8415
Central_PV-2 | 5006 | 0.7866
Central_PV-2 | 5007 | 0.5463
Central_PV-2 | 5008 | 0.5148
Central_PV-2 | 5009 | 0.2637
Central_PV-2 | 5010 | 0.1917
Central_PV-2 | 5011 | 0.0495
Central_PV-2 | 5012 | 0
Central_PV-2 | 5013 | 0
Central_PV-2 | 5014 | 0
Central_PV-2 | 5015 | 0
Central_PV-2 | 5016 | 0
Central_PV-2 | 5017 | 0
Central_PV-2 | 5018 | 0
Central_PV-2 | 5019 | 0
Central_PV-2 | 5020 | 0
Central_PV-2 | 5021 | 0
Central_PV-2 | 5022 | 0.027
Central_PV-2 | 5023 | 0.0243
Central_PV-2 | 5024 | 0.0648
Central_PV-2 | 5025 | 0.0621
Central_PV-2 | 5026 | 0.1224
Central_PV-2 | 5027 | 0.1026
Central_PV-2 | 5028 | 0.2664
Central_PV-2 | 5029 | 0.2556
Central_PV-2 | 5030 | 0.4338
Central_PV-2 | 5031 | 0.4293
Central_PV-2 | 5032 | 0.5814
Central_PV-2 | 5033 | 0.3951
Central_PV-2 | 5034 | 0.2475
Central_PV-2 | 5035 | 0.0468
Central_PV-2 | 5036 | 0
Central_PV-2 | 5037 | 0
Central_PV-2 | 5038 | 0
Central_PV-2 | 5039 | 0
Central_PV-2 | 5040 | 0
Central_PV-2 | 5041 | 0
Central_PV-2 | 5042 | 0
Central_PV-2 | 5043 | 0
Central_PV-2 | 5044 | 0
Central_PV-2 | 5045 | 0
Central_PV-2 | 5046 | 0.0144
Central_PV-2 | 5047 | 0.1386
Central_PV-2 | 5048 | 0.3474
Central_PV-2 | 5049 | 0.4446
Central_PV-2 | 5050 | 0.4698
Central_PV-2 | 5051 | 0.6498
Central_PV-2 | 5052 | 0.774
Central_PV-2 | 5053 | 0.8388
Central_PV-2 | 5054 | 0.8001
Central_PV-2 | 5055 | 0.7083
Central_PV-2 | 5056 | 0.5742
Central_PV-2 | 5057 | 0.4167
Central_PV-2 | 5058 | 0.2457
Central_PV-2 | 5059 | 0.0459
Central_PV-2 | 5060 | 0
Central_PV-2 | 5061 | 0
Central_PV-2 | 5062 | 0
Central_PV-2 | 5063 | 0
Central_PV-2 | 5064 | 0
Central_PV-2 | 5065 | 0
Central_PV-2 | 5066 | 0
Central_PV-2 | 5067 | 0
Central_PV-2 | 5068 | 0
Central_PV-2 | 5069 | 0
Central_PV-2 | 5070 | 0.0279
Central_PV-2 | 5071 | 0.18
Central_PV-2 | 5072 | 0.3582
Central_PV-2 | 5073 | 0.5265
Central_PV-2 | 5074 | 0.6678
Central_PV-2 | 5075 | 0.7758
Central_PV-2 | 5076 | 0.8325
Central_PV-2 | 5077 | 0.8415
Central_PV-2 | 5078 | 0.7983
Central_PV-2 | 5079 | 0.7038
Central_PV-2 | 5080 | 0.5751
Central_PV-2 | 5081 | 0.4149
Central_PV-2 | 5082 | 0.2412
Central_PV-2 | 5083 | 0.045
Central_PV-2 | 5084 | 0
Central_PV-2 | 5085 | 0
Central_PV-2 | 5086 | 0
Central_PV-2 | 5087 | 0
Central_PV-2 | 5088 | 0
Central_PV-2 | 5089 | 0
Central_PV-2 | 5090 | 0
Central_PV-2 | 5091 | 0
Central_PV-2 | 5092 | 0
Central_PV-2 | 5093 | 0
Central_PV-2 | 5094 | 0.0315
Central_PV-2 | 5095 | 0.1908
Central_PV-2 | 5096 | 0.3627
Central_PV-2 | 5097 | 0.5283
Central_PV-2 | 5098 | 0.6768
Central_PV-2 | 5099 | 0.7812
Central_PV-2 | 5100 | 0.8424
Central_PV-2 | 5101 | 0.8523
Central_PV-2 | 5102 | 0.8046
Central_PV-2 | 5103 | 0.7164
Central_PV-2 | 5104 | 0.576
Central_PV-2 | 5105 | 0.4248
Central_PV-2 | 5106 | 0.2502
Central_PV-2 | 5107 | 0.0414
Central_PV-2 | 5108 | 0
Central_PV-2 | 5109 | 0
Central_PV-2 | 5110 | 0
Central_PV-2 | 5111 | 0
Central_PV-2 | 5112 | 0
Central_PV-2 | 5113 | 0
Central_PV-2 | 5114 | 0
Central_PV-2 | 5115 | 0
Central_PV-2 | 5116 | 0
Central_PV-2 | 5117 | 0
Central_PV-2 | 5118 | 0.0243
Central_PV-2 | 5119 | 0.1782
Central_PV-2 | 5120 | 0.3492
Central_PV-2 | 5121 | 0.5202
Central_PV-2 | 5122 | 0.6714
Central_PV-2 | 5123 | 0.7839
Central_PV-2 | 5124 | 0.846
Central_PV-2 | 5125 | 0.8685
Central_PV-2 | 5126 | 0.8154
Central_PV-2 | 5127 | 0.7146
Central_PV-2 | 5128 | 0.5679
Central_PV-2 | 5129 | 0.4131
Central_PV-2 | 5130 | 0.2349
Central_PV-2 | 5131 | 0.0432
Central_PV-2 | 5132 | 0
Central_PV-2 | 5133 | 0
Central_PV-2 | 5134 | 0
Central_PV-2 | 5135 | 0
Central_PV-2 | 5136 | 0
Central_PV-2 | 5137 | 0
Central_PV-2 | 5138 | 0
Central_PV-2 | 5139 | 0
Central_PV-2 | 5140 | 0
Central_PV-2 | 5141 | 0
Central_PV-2 | 5142 | 0.0234
Central_PV-2 | 5143 | 0.1764
Central_PV-2 | 5144 | 0.3474
Central_PV-2 | 5145 | 0.5157
Central_PV-2 | 5146 | 0.6624
Central_PV-2 | 5147 | 0.7659
Central_PV-2 | 5148 | 0.8262
Central_PV-2 | 5149 | 0.8442
Central_PV-2 | 5150 | 0.7965
Central_PV-2 | 5151 | 0.7011
Central_PV-2 | 5152 | 0.5688
Central_PV-2 | 5153 | 0.4131
Central_PV-2 | 5154 | 0.2349
Central_PV-2 | 5155 | 0.0423
Central_PV-2 | 5156 | 0
Central_PV-2 | 5157 | 0
Central_PV-2 | 5158 | 0
Central_PV-2 | 5159 | 0
Central_PV-2 | 5160 | 0
Central_PV-2 | 5161 | 0
Central_PV-2 | 5162 | 0
Central_PV-2 | 5163 | 0
Central_PV-2 | 5164 | 0
Central_PV-2 | 5165 | 0
Central_PV-2 | 5166 | 0.0207
Central_PV-2 | 5167 | 0.1701
Central_PV-2 | 5168 | 0.3411
Central_PV-2 | 5169 | 0.5085
Central_PV-2 | 5170 | 0.6534
Central_PV-2 | 5171 | 0.7641
Central_PV-2 | 5172 | 0.8289
Central_PV-2 | 5173 | 0.8379
Central_PV-2 | 5174 | 0.7902
Central_PV-2 | 5175 | 0.6984
Central_PV-2 | 5176 | 0.5607
Central_PV-2 | 5177 | 0.4014
Central_PV-2 | 5178 | 0.2268
Central_PV-2 | 5179 | 0.0423
Central_PV-2 | 5180 | 0
Central_PV-2 | 5181 | 0
Central_PV-2 | 5182 | 0
Central_PV-2 | 5183 | 0
Central_PV-2 | 5184 | 0
Central_PV-2 | 5185 | 0
Central_PV-2 | 5186 | 0
Central_PV-2 | 5187 | 0
Central_PV-2 | 5188 | 0
Central_PV-2 | 5189 | 0
Central_PV-2 | 5190 | 0.0162
Central_PV-2 | 5191 | 0.1701
Central_PV-2 | 5192 | 0.3429
Central_PV-2 | 5193 | 0.5202
Central_PV-2 | 5194 | 0.666
Central_PV-2 | 5195 | 0.7704
Central_PV-2 | 5196 | 0.8361
Central_PV-2 | 5197 | 0.846
Central_PV-2 | 5198 | 0.7974
Central_PV-2 | 5199 | 0.6966
Central_PV-2 | 5200 | 0.558
Central_PV-2 | 5201 | 0.3969
Central_PV-2 | 5202 | 0.1944
Central_PV-2 | 5203 | 0.0414
Central_PV-2 | 5204 | 0
Central_PV-2 | 5205 | 0
Central_PV-2 | 5206 | 0
Central_PV-2 | 5207 | 0
Central_PV-2 | 5208 | 0
Central_PV-2 | 5209 | 0
Central_PV-2 | 5210 | 0
Central_PV-2 | 5211 | 0
Central_PV-2 | 5212 | 0
Central_PV-2 | 5213 | 0
Central_PV-2 | 5214 | 0.0153
Central_PV-2 | 5215 | 0.1611
Central_PV-2 | 5216 | 0.3321
Central_PV-2 | 5217 | 0.4788
Central_PV-2 | 5218 | 0.6498
Central_PV-2 | 5219 | 0.4581
Central_PV-2 | 5220 | 0.7983
Central_PV-2 | 5221 | 0.8208
Central_PV-2 | 5222 | 0.6822
Central_PV-2 | 5223 | 0.6912
Central_PV-2 | 5224 | 0.5562
Central_PV-2 | 5225 | 0.3987
Central_PV-2 | 5226 | 0.2232
Central_PV-2 | 5227 | 0.0405
Central_PV-2 | 5228 | 0
Central_PV-2 | 5229 | 0
Central_PV-2 | 5230 | 0
Central_PV-2 | 5231 | 0
Central_PV-2 | 5232 | 0
Central_PV-2 | 5233 | 0
Central_PV-2 | 5234 | 0
Central_PV-2 | 5235 | 0
Central_PV-2 | 5236 | 0
Central_PV-2 | 5237 | 0
Central_PV-2 | 5238 | 0.0135
Central_PV-2 | 5239 | 0.1584
Central_PV-2 | 5240 | 0.324
Central_PV-2 | 5241 | 0.4212
Central_PV-2 | 5242 | 0.5292
Central_PV-2 | 5243 | 0.5031
Central_PV-2 | 5244 | 0.756
Central_PV-2 | 5245 | 0.7461
Central_PV-2 | 5246 | 0.6156
Central_PV-2 | 5247 | 0.5589
Central_PV-2 | 5248 | 0.4887
Central_PV-2 | 5249 | 0.3897
Central_PV-2 | 5250 | 0.1998
Central_PV-2 | 5251 | 0.036
Central_PV-2 | 5252 | 0
Central_PV-2 | 5253 | 0
Central_PV-2 | 5254 | 0
Central_PV-2 | 5255 | 0
Central_PV-2 | 5256 | 0
Central_PV-2 | 5257 | 0
Central_PV-2 | 5258 | 0
Central_PV-2 | 5259 | 0
Central_PV-2 | 5260 | 0
Central_PV-2 | 5261 | 0
Central_PV-2 | 5262 | 0.0018
Central_PV-2 | 5263 | 0.0369
Central_PV-2 | 5264 | 0.0369
Central_PV-2 | 5265 | 0.2493
Central_PV-2 | 5266 | 0.3987
Central_PV-2 | 5267 | 0.5355
Central_PV-2 | 5268 | 0.5517
Central_PV-2 | 5269 | 0.3978
Central_PV-2 | 5270 | 0.171
Central_PV-2 | 5271 | 0.6633
Central_PV-2 | 5272 | 0.5724
Central_PV-2 | 5273 | 0.3825
Central_PV-2 | 5274 | 0.2304
Central_PV-2 | 5275 | 0.036
Central_PV-2 | 5276 | 0
Central_PV-2 | 5277 | 0
Central_PV-2 | 5278 | 0
Central_PV-2 | 5279 | 0
Central_PV-2 | 5280 | 0
Central_PV-2 | 5281 | 0
Central_PV-2 | 5282 | 0
Central_PV-2 | 5283 | 0
Central_PV-2 | 5284 | 0
Central_PV-2 | 5285 | 0
Central_PV-2 | 5286 | 0.0099
Central_PV-2 | 5287 | 0.1224
Central_PV-2 | 5288 | 0.3384
Central_PV-2 | 5289 | 0.4401
Central_PV-2 | 5290 | 0.5013
Central_PV-2 | 5291 | 0.6723
Central_PV-2 | 5292 | 0.6894
Central_PV-2 | 5293 | 0.7245
Central_PV-2 | 5294 | 0.7551
Central_PV-2 | 5295 | 0.6579
Central_PV-2 | 5296 | 0.5643
Central_PV-2 | 5297 | 0.4041
Central_PV-2 | 5298 | 0.2295
Central_PV-2 | 5299 | 0.0351
Central_PV-2 | 5300 | 0
Central_PV-2 | 5301 | 0
Central_PV-2 | 5302 | 0
Central_PV-2 | 5303 | 0
Central_PV-2 | 5304 | 0
Central_PV-2 | 5305 | 0
Central_PV-2 | 5306 | 0
Central_PV-2 | 5307 | 0
Central_PV-2 | 5308 | 0
Central_PV-2 | 5309 | 0
Central_PV-2 | 5310 | 0.0117
Central_PV-2 | 5311 | 0.1629
Central_PV-2 | 5312 | 0.2736
Central_PV-2 | 5313 | 0.4248
Central_PV-2 | 5314 | 0.5319
Central_PV-2 | 5315 | 0.6831
Central_PV-2 | 5316 | 0.711
Central_PV-2 | 5317 | 0.7776
Central_PV-2 | 5318 | 0.783
Central_PV-2 | 5319 | 0.693
Central_PV-2 | 5320 | 0.558
Central_PV-2 | 5321 | 0.3987
Central_PV-2 | 5322 | 0.2241
Central_PV-2 | 5323 | 0.0333
Central_PV-2 | 5324 | 0
Central_PV-2 | 5325 | 0
Central_PV-2 | 5326 | 0
Central_PV-2 | 5327 | 0
Central_PV-2 | 5328 | 0
Central_PV-2 | 5329 | 0
Central_PV-2 | 5330 | 0
Central_PV-2 | 5331 | 0
Central_PV-2 | 5332 | 0
Central_PV-2 | 5333 | 0
Central_PV-2 | 5334 | 0.0081
Central_PV-2 | 5335 | 0.1683
Central_PV-2 | 5336 | 0.3438
Central_PV-2 | 5337 | 0.5085
Central_PV-2 | 5338 | 0.6588
Central_PV-2 | 5339 | 0.7686
Central_PV-2 | 5340 | 0.8262
Central_PV-2 | 5341 | 0.8388
Central_PV-2 | 5342 | 0.7893
Central_PV-2 | 5343 | 0.6948
Central_PV-2 | 5344 | 0.5589
Central_PV-2 | 5345 | 0.4005
Central_PV-2 | 5346 | 0.2223
Central_PV-2 | 5347 | 0.0324
Central_PV-2 | 5348 | 0
Central_PV-2 | 5349 | 0
Central_PV-2 | 5350 | 0
Central_PV-2 | 5351 | 0
Central_PV-2 | 5352 | 0
Central_PV-2 | 5353 | 0
Central_PV-2 | 5354 | 0
Central_PV-2 | 5355 | 0
Central_PV-2 | 5356 | 0
Central_PV-2 | 5357 | 0
Central_PV-2 | 5358 | 0.009
Central_PV-2 | 5359 | 0.1656
Central_PV-2 | 5360 | 0.3393
Central_PV-2 | 5361 | 0.5067
Central_PV-2 | 5362 | 0.657
Central_PV-2 | 5363 | 0.7587
Central_PV-2 | 5364 | 0.828
Central_PV-2 | 5365 | 0.8325
Central_PV-2 | 5366 | 0.7785
Central_PV-2 | 5367 | 0.6885
Central_PV-2 | 5368 | 0.5499
Central_PV-2 | 5369 | 0.3735
Central_PV-2 | 5370 | 0.2133
Central_PV-2 | 5371 | 0.0315
Central_PV-2 | 5372 | 0
Central_PV-2 | 5373 | 0
Central_PV-2 | 5374 | 0
Central_PV-2 | 5375 | 0
Central_PV-2 | 5376 | 0
Central_PV-2 | 5377 | 0
Central_PV-2 | 5378 | 0
Central_PV-2 | 5379 | 0
Central_PV-2 | 5380 | 0
Central_PV-2 | 5381 | 0
Central_PV-2 | 5382 | 0
Central_PV-2 | 5383 | 0.1548
Central_PV-2 | 5384 | 0.3087
Central_PV-2 | 5385 | 0.4662
Central_PV-2 | 5386 | 0.4923
Central_PV-2 | 5387 | 0.099
Central_PV-2 | 5388 | 0.1395
Central_PV-2 | 5389 | 0.2763
Central_PV-2 | 5390 | 0.1044
Central_PV-2 | 5391 | 0.1314
Central_PV-2 | 5392 | 0.2025
Central_PV-2 | 5393 | 0.2484
Central_PV-2 | 5394 | 0.1044
Central_PV-2 | 5395 | 0.0306
Central_PV-2 | 5396 | 0
Central_PV-2 | 5397 | 0
Central_PV-2 | 5398 | 0
Central_PV-2 | 5399 | 0
Central_PV-2 | 5400 | 0
Central_PV-2 | 5401 | 0
Central_PV-2 | 5402 | 0
Central_PV-2 | 5403 | 0
Central_PV-2 | 5404 | 0
Central_PV-2 | 5405 | 0
Central_PV-2 | 5406 | 0
Central_PV-2 | 5407 | 0.1539
Central_PV-2 | 5408 | 0.333
Central_PV-2 | 5409 | 0.4995
Central_PV-2 | 5410 | 0.6498
Central_PV-2 | 5411 | 0.7506
Central_PV-2 | 5412 | 0.8154
Central_PV-2 | 5413 | 0.8235
Central_PV-2 | 5414 | 0.774
Central_PV-2 | 5415 | 0.6795
Central_PV-2 | 5416 | 0.5445
Central_PV-2 | 5417 | 0.3843
Central_PV-2 | 5418 | 0.207
Central_PV-2 | 5419 | 0.0297
Central_PV-2 | 5420 | 0
Central_PV-2 | 5421 | 0
Central_PV-2 | 5422 | 0
Central_PV-2 | 5423 | 0
Central_PV-2 | 5424 | 0
Central_PV-2 | 5425 | 0
Central_PV-2 | 5426 | 0
Central_PV-2 | 5427 | 0
Central_PV-2 | 5428 | 0
Central_PV-2 | 5429 | 0
Central_PV-2 | 5430 | 0
Central_PV-2 | 5431 | 0.1494
Central_PV-2 | 5432 | 0.3276
Central_PV-2 | 5433 | 0.495
Central_PV-2 | 5434 | 0.6399
Central_PV-2 | 5435 | 0.7443
Central_PV-2 | 5436 | 0.8091
Central_PV-2 | 5437 | 0.8217
Central_PV-2 | 5438 | 0.7713
Central_PV-2 | 5439 | 0.6768
Central_PV-2 | 5440 | 0.5409
Central_PV-2 | 5441 | 0.3789
Central_PV-2 | 5442 | 0.2034
Central_PV-2 | 5443 | 0.0288
Central_PV-2 | 5444 | 0
Central_PV-2 | 5445 | 0
Central_PV-2 | 5446 | 0
Central_PV-2 | 5447 | 0
Central_PV-2 | 5448 | 0
Central_PV-2 | 5449 | 0
Central_PV-2 | 5450 | 0
Central_PV-2 | 5451 | 0
Central_PV-2 | 5452 | 0
Central_PV-2 | 5453 | 0
Central_PV-2 | 5454 | 0
Central_PV-2 | 5455 | 0.1512
Central_PV-2 | 5456 | 0.27
Central_PV-2 | 5457 | 0.414
Central_PV-2 | 5458 | 0.6138
Central_PV-2 | 5459 | 0.7056
Central_PV-2 | 5460 | 0.7488
Central_PV-2 | 5461 | 0.7344
Central_PV-2 | 5462 | 0.6849
Central_PV-2 | 5463 | 0.6669
Central_PV-2 | 5464 | 0.5409
Central_PV-2 | 5465 | 0.378
Central_PV-2 | 5466 | 0.2016
Central_PV-2 | 5467 | 0.027
Central_PV-2 | 5468 | 0
Central_PV-2 | 5469 | 0
Central_PV-2 | 5470 | 0
Central_PV-2 | 5471 | 0
Central_PV-2 | 5472 | 0
Central_PV-2 | 5473 | 0
Central_PV-2 | 5474 | 0
Central_PV-2 | 5475 | 0
Central_PV-2 | 5476 | 0
Central_PV-2 | 5477 | 0
Central_PV-2 | 5478 | 0
Central_PV-2 | 5479 | 0.1017
Central_PV-2 | 5480 | 0.2277
Central_PV-2 | 5481 | 0.4905
Central_PV-2 | 5482 | 0.3708
Central_PV-2 | 5483 | 0.6579
Central_PV-2 | 5484 | 0.7515
Central_PV-2 | 5485 | 0.7092
Central_PV-2 | 5486 | 0.7245
Central_PV-2 | 5487 | 0.6561
Central_PV-2 | 5488 | 0.5112
Central_PV-2 | 5489 | 0.3276
Central_PV-2 | 5490 | 0.1836
Central_PV-2 | 5491 | 0.0252
Central_PV-2 | 5492 | 0
Central_PV-2 | 5493 | 0
Central_PV-2 | 5494 | 0
Central_PV-2 | 5495 | 0
Central_PV-2 | 5496 | 0
Central_PV-2 | 5497 | 0
Central_PV-2 | 5498 | 0
Central_PV-2 | 5499 | 0
Central_PV-2 | 5500 | 0
Central_PV-2 | 5501 | 0
Central_PV-2 | 5502 | 0
Central_PV-2 | 5503 | 0.1413
Central_PV-2 | 5504 | 0.315
Central_PV-2 | 5505 | 0.4397
Central_PV-2 | 5506 | 0.56741
Central_PV-2 | 5507 | 0.66857
Central_PV-2 | 5508 | 0.73832
Central_PV-2 | 5509 | 0.7965
Central_PV-2 | 5510 | 0.747
Central_PV-2 | 5511 | 0.657
Central_PV-2 | 5512 | 0.5283
Central_PV-2 | 5513 | 0.3609
Central_PV-2 | 5514 | 0.1917
Central_PV-2 | 5515 | 0.0234
Central_PV-2 | 5516 | 0
Central_PV-2 | 5517 | 0
Central_PV-2 | 5518 | 0
Central_PV-2 | 5519 | 0
Central_PV-2 | 5520 | 0
Central_PV-2 | 5521 | 0
Central_PV-2 | 5522 | 0
Central_PV-2 | 5523 | 0
Central_PV-2 | 5524 | 0
Central_PV-2 | 5525 | 0
Central_PV-2 | 5526 | 0
Central_PV-2 | 5527 | 0.1449
Central_PV-2 | 5528 | 0.3204
Central_PV-2 | 5529 | 0.4887
Central_PV-2 | 5530 | 0.6282
Central_PV-2 | 5531 | 0.6912
Central_PV-2 | 5532 | 0.8217
Central_PV-2 | 5533 | 0.8163
Central_PV-2 | 5534 | 0.765
Central_PV-2 | 5535 | 0.6903
Central_PV-2 | 5536 | 0.5193
Central_PV-2 | 5537 | 0.3591
Central_PV-2 | 5538 | 0.1845
Central_PV-2 | 5539 | 0.0171
Central_PV-2 | 5540 | 0
Central_PV-2 | 5541 | 0
Central_PV-2 | 5542 | 0
Central_PV-2 | 5543 | 0
Central_PV-2 | 5544 | 0
Central_PV-2 | 5545 | 0
Central_PV-2 | 5546 | 0
Central_PV-2 | 5547 | 0
Central_PV-2 | 5548 | 0
Central_PV-2 | 5549 | 0
Central_PV-2 | 5550 | 0
Central_PV-2 | 5551 | 0.1404
Central_PV-2 | 5552 | 0.3123
Central_PV-2 | 5553 | 0.4707
Central_PV-2 | 5554 | 0.6093
Central_PV-2 | 5555 | 0.4059
Central_PV-2 | 5556 | 0.7848
Central_PV-2 | 5557 | 0.7695
Central_PV-2 | 5558 | 0.7083
Central_PV-2 | 5559 | 0.6552
Central_PV-2 | 5560 | 0.522
Central_PV-2 | 5561 | 0.3618
Central_PV-2 | 5562 | 0.1872
Central_PV-2 | 5563 | 0.0207
Central_PV-2 | 5564 | 0
Central_PV-2 | 5565 | 0
Central_PV-2 | 5566 | 0
Central_PV-2 | 5567 | 0
Central_PV-2 | 5568 | 0
Central_PV-2 | 5569 | 0
Central_PV-2 | 5570 | 0
Central_PV-2 | 5571 | 0
Central_PV-2 | 5572 | 0
Central_PV-2 | 5573 | 0
Central_PV-2 | 5574 | 0
Central_PV-2 | 5575 | 0.1404
Central_PV-2 | 5576 | 0.3159
Central_PV-2 | 5577 | 0.4815
Central_PV-2 | 5578 | 0.6273
Central_PV-2 | 5579 | 0.7272
Central_PV-2 | 5580 | 0.7866
Central_PV-2 | 5581 | 0.7893
Central_PV-2 | 5582 | 0.747
Central_PV-2 | 5583 | 0.6552
Central_PV-2 | 5584 | 0.5184
Central_PV-2 | 5585 | 0.3564
Central_PV-2 | 5586 | 0.1809
Central_PV-2 | 5587 | 0.018
Central_PV-2 | 5588 | 0
Central_PV-2 | 5589 | 0
Central_PV-2 | 5590 | 0
Central_PV-2 | 5591 | 0
Central_PV-2 | 5592 | 0
Central_PV-2 | 5593 | 0
Central_PV-2 | 5594 | 0
Central_PV-2 | 5595 | 0
Central_PV-2 | 5596 | 0
Central_PV-2 | 5597 | 0
Central_PV-2 | 5598 | 0
Central_PV-2 | 5599 | 0.1395
Central_PV-2 | 5600 | 0.315
Central_PV-2 | 5601 | 0.4878
Central_PV-2 | 5602 | 0.6354
Central_PV-2 | 5603 | 0.7371
Central_PV-2 | 5604 | 0.7884
Central_PV-2 | 5605 | 0.8001
Central_PV-2 | 5606 | 0.7488
Central_PV-2 | 5607 | 0.6669
Central_PV-2 | 5608 | 0.5238
Central_PV-2 | 5609 | 0.3564
Central_PV-2 | 5610 | 0.1782
Central_PV-2 | 5611 | 0.0171
Central_PV-2 | 5612 | 0
Central_PV-2 | 5613 | 0
Central_PV-2 | 5614 | 0
Central_PV-2 | 5615 | 0
Central_PV-2 | 5616 | 0
Central_PV-2 | 5617 | 0
Central_PV-2 | 5618 | 0
Central_PV-2 | 5619 | 0
Central_PV-2 | 5620 | 0
Central_PV-2 | 5621 | 0
Central_PV-2 | 5622 | 0
Central_PV-2 | 5623 | 0.1305
Central_PV-2 | 5624 | 0.3024
Central_PV-2 | 5625 | 0.4725
Central_PV-2 | 5626 | 0.6201
Central_PV-2 | 5627 | 0.7227
Central_PV-2 | 5628 | 0.765
Central_PV-2 | 5629 | 0.7137
Central_PV-2 | 5630 | 0.7128
Central_PV-2 | 5631 | 0.6525
Central_PV-2 | 5632 | 0.5112
Central_PV-2 | 5633 | 0.3465
Central_PV-2 | 5634 | 0.1692
Central_PV-2 | 5635 | 0.0144
Central_PV-2 | 5636 | 0
Central_PV-2 | 5637 | 0
Central_PV-2 | 5638 | 0
Central_PV-2 | 5639 | 0
Central_PV-2 | 5640 | 0
Central_PV-2 | 5641 | 0
Central_PV-2 | 5642 | 0
Central_PV-2 | 5643 | 0
Central_PV-2 | 5644 | 0
Central_PV-2 | 5645 | 0
Central_PV-2 | 5646 | 0
Central_PV-2 | 5647 | 0.126
Central_PV-2 | 5648 | 0.2988
Central_PV-2 | 5649 | 0.4698
Central_PV-2 | 5650 | 0.6174
Central_PV-2 | 5651 | 0.6201
Central_PV-2 | 5652 | 0.7488
Central_PV-2 | 5653 | 0.6633
Central_PV-2 | 5654 | 0.5868
Central_PV-2 | 5655 | 0.4959
Central_PV-2 | 5656 | 0.3231
Central_PV-2 | 5657 | 0.2556
Central_PV-2 | 5658 | 0.1296
Central_PV-2 | 5659 | 0.0126
Central_PV-2 | 5660 | 0
Central_PV-2 | 5661 | 0
Central_PV-2 | 5662 | 0
Central_PV-2 | 5663 | 0
Central_PV-2 | 5664 | 0
Central_PV-2 | 5665 | 0
Central_PV-2 | 5666 | 0
Central_PV-2 | 5667 | 0
Central_PV-2 | 5668 | 0
Central_PV-2 | 5669 | 0
Central_PV-2 | 5670 | 0
Central_PV-2 | 5671 | 0.1269
Central_PV-2 | 5672 | 0.2412
Central_PV-2 | 5673 | 0.2655
Central_PV-2 | 5674 | 0.2187
Central_PV-2 | 5675 | 0.4347
Central_PV-2 | 5676 | 0.3762
Central_PV-2 | 5677 | 0.2322
Central_PV-2 | 5678 | 0.234
Central_PV-2 | 5679 | 0.2313
Central_PV-2 | 5680 | 0.2259
Central_PV-2 | 5681 | 0.1728
Central_PV-2 | 5682 | 0.0693
Central_PV-2 | 5683 | 0.0099
Central_PV-2 | 5684 | 0
Central_PV-2 | 5685 | 0
Central_PV-2 | 5686 | 0
Central_PV-2 | 5687 | 0
Central_PV-2 | 5688 | 0
Central_PV-2 | 5689 | 0
Central_PV-2 | 5690 | 0
Central_PV-2 | 5691 | 0
Central_PV-2 | 5692 | 0
Central_PV-2 | 5693 | 0
Central_PV-2 | 5694 | 0
Central_PV-2 | 5695 | 0.0162
Central_PV-2 | 5696 | 0.036
Central_PV-2 | 5697 | 0.0468
Central_PV-2 | 5698 | 0.0558
Central_PV-2 | 5699 | 0.0711
Central_PV-2 | 5700 | 0.0819
Central_PV-2 | 5701 | 0.1602
Central_PV-2 | 5702 | 0.2376
Central_PV-2 | 5703 | 0.0891
Central_PV-2 | 5704 | 0.0846
Central_PV-2 | 5705 | 0.3132
Central_PV-2 | 5706 | 0.162
Central_PV-2 | 5707 | 0.0108
Central_PV-2 | 5708 | 0
Central_PV-2 | 5709 | 0
Central_PV-2 | 5710 | 0
Central_PV-2 | 5711 | 0
Central_PV-2 | 5712 | 0
Central_PV-2 | 5713 | 0
Central_PV-2 | 5714 | 0
Central_PV-2 | 5715 | 0
Central_PV-2 | 5716 | 0
Central_PV-2 | 5717 | 0
Central_PV-2 | 5718 | 0
Central_PV-2 | 5719 | 0.0252
Central_PV-2 | 5720 | 0.1116
Central_PV-2 | 5721 | 0.4374
Central_PV-2 | 5722 | 0.5292
Central_PV-2 | 5723 | 0.6939
Central_PV-2 | 5724 | 0.5616
Central_PV-2 | 5725 | 0.6948
Central_PV-2 | 5726 | 0.6561
Central_PV-2 | 5727 | 0.5895
Central_PV-2 | 5728 | 0.3843
Central_PV-2 | 5729 | 0.3168
Central_PV-2 | 5730 | 0.1557
Central_PV-2 | 5731 | 0
Central_PV-2 | 5732 | 0
Central_PV-2 | 5733 | 0
Central_PV-2 | 5734 | 0
Central_PV-2 | 5735 | 0
Central_PV-2 | 5736 | 0
Central_PV-2 | 5737 | 0
Central_PV-2 | 5738 | 0
Central_PV-2 | 5739 | 0
Central_PV-2 | 5740 | 0
Central_PV-2 | 5741 | 0
Central_PV-2 | 5742 | 0
Central_PV-2 | 5743 | 0.108
Central_PV-2 | 5744 | 0.2196
Central_PV-2 | 5745 | 0.2385
Central_PV-2 | 5746 | 0.1332
Central_PV-2 | 5747 | 0.5805
Central_PV-2 | 5748 | 0.7776
Central_PV-2 | 5749 | 0.6066
Central_PV-2 | 5750 | 0.7299
Central_PV-2 | 5751 | 0.6417
Central_PV-2 | 5752 | 0.5013
Central_PV-2 | 5753 | 0.3321
Central_PV-2 | 5754 | 0.1539
Central_PV-2 | 5755 | 0
Central_PV-2 | 5756 | 0
Central_PV-2 | 5757 | 0
Central_PV-2 | 5758 | 0
Central_PV-2 | 5759 | 0
Central_PV-2 | 5760 | 0
Central_PV-2 | 5761 | 0
Central_PV-2 | 5762 | 0
Central_PV-2 | 5763 | 0
Central_PV-2 | 5764 | 0
Central_PV-2 | 5765 | 0
Central_PV-2 | 5766 | 0
Central_PV-2 | 5767 | 0.081
Central_PV-2 | 5768 | 0.1674
Central_PV-2 | 5769 | 0.0936
Central_PV-2 | 5770 | 0.5049
Central_PV-2 | 5771 | 0.7128
Central_PV-2 | 5772 | 0.7704
Central_PV-2 | 5773 | 0.7758
Central_PV-2 | 5774 | 0.7344
Central_PV-2 | 5775 | 0.6381
Central_PV-2 | 5776 | 0.4914
Central_PV-2 | 5777 | 0.3267
Central_PV-2 | 5778 | 0.1467
Central_PV-2 | 5779 | 0
Central_PV-2 | 5780 | 0
Central_PV-2 | 5781 | 0
Central_PV-2 | 5782 | 0
Central_PV-2 | 5783 | 0
Central_PV-2 | 5784 | 0
Central_PV-2 | 5785 | 0
Central_PV-2 | 5786 | 0
Central_PV-2 | 5787 | 0
Central_PV-2 | 5788 | 0
Central_PV-2 | 5789 | 0
Central_PV-2 | 5790 | 0
Central_PV-2 | 5791 | 0.1152
Central_PV-2 | 5792 | 0.1917
Central_PV-2 | 5793 | 0.3321
Central_PV-2 | 5794 | 0.4563
Central_PV-2 | 5795 | 0.2601
Central_PV-2 | 5796 | 0.2898
Central_PV-2 | 5797 | 0.5805
Central_PV-2 | 5798 | 0.5994
Central_PV-2 | 5799 | 0.3348
Central_PV-2 | 5800 | 0.3645
Central_PV-2 | 5801 | 0.234
Central_PV-2 | 5802 | 0.1215
Central_PV-2 | 5803 | 0
Central_PV-2 | 5804 | 0
Central_PV-2 | 5805 | 0
Central_PV-2 | 5806 | 0
Central_PV-2 | 5807 | 0
Central_PV-2 | 5808 | 0
Central_PV-2 | 5809 | 0
Central_PV-2 | 5810 | 0
Central_PV-2 | 5811 | 0
Central_PV-2 | 5812 | 0
Central_PV-2 | 5813 | 0
Central_PV-2 | 5814 | 0
Central_PV-2 | 5815 | 0.1143
Central_PV-2 | 5816 | 0.2889
Central_PV-2 | 5817 | 0.4581
Central_PV-2 | 5818 | 0.6075
Central_PV-2 | 5819 | 0.711
Central_PV-2 | 5820 | 0.7605
Central_PV-2 | 5821 | 0.7605
Central_PV-2 | 5822 | 0.6363
Central_PV-2 | 5823 | 0.6273
Central_PV-2 | 5824 | 0.4833
Central_PV-2 | 5825 | 0.3159
Central_PV-2 | 5826 | 0.1377
Central_PV-2 | 5827 | 0
Central_PV-2 | 5828 | 0
Central_PV-2 | 5829 | 0
Central_PV-2 | 5830 | 0
Central_PV-2 | 5831 | 0
Central_PV-2 | 5832 | 0
Central_PV-2 | 5833 | 0
Central_PV-2 | 5834 | 0
Central_PV-2 | 5835 | 0
Central_PV-2 | 5836 | 0
Central_PV-2 | 5837 | 0
Central_PV-2 | 5838 | 0
Central_PV-2 | 5839 | 0.1107
Central_PV-2 | 5840 | 0.288
Central_PV-2 | 5841 | 0.36
Central_PV-2 | 5842 | 0.3024
Central_PV-2 | 5843 | 0.2646
Central_PV-2 | 5844 | 0.2907
Central_PV-2 | 5845 | 0.2619
Central_PV-2 | 5846 | 0.6399
Central_PV-2 | 5847 | 0.2547
Central_PV-2 | 5848 | 0.4068
Central_PV-2 | 5849 | 0.2871
Central_PV-2 | 5850 | 0.063
Central_PV-2 | 5851 | 0
Central_PV-2 | 5852 | 0
Central_PV-2 | 5853 | 0
Central_PV-2 | 5854 | 0
Central_PV-2 | 5855 | 0
Central_PV-2 | 5856 | 0
Central_PV-2 | 5857 | 0
Central_PV-2 | 5858 | 0
Central_PV-2 | 5859 | 0
Central_PV-2 | 5860 | 0
Central_PV-2 | 5861 | 0
Central_PV-2 | 5862 | 0
Central_PV-2 | 5863 | 0.0666
Central_PV-2 | 5864 | 0.2205
Central_PV-2 | 5865 | 0.2493
Central_PV-2 | 5866 | 0.0918
Central_PV-2 | 5867 | 0.0729
Central_PV-2 | 5868 | 0.0756
Central_PV-2 | 5869 | 0.0693
Central_PV-2 | 5870 | 0.4131
Central_PV-2 | 5871 | 0.0945
Central_PV-2 | 5872 | 0.3816
Central_PV-2 | 5873 | 0.1845
Central_PV-2 | 5874 | 0.072
Central_PV-2 | 5875 | 0
Central_PV-2 | 5876 | 0
Central_PV-2 | 5877 | 0
Central_PV-2 | 5878 | 0
Central_PV-2 | 5879 | 0
Central_PV-2 | 5880 | 0
Central_PV-2 | 5881 | 0
Central_PV-2 | 5882 | 0
Central_PV-2 | 5883 | 0
Central_PV-2 | 5884 | 0
Central_PV-2 | 5885 | 0
Central_PV-2 | 5886 | 0
Central_PV-2 | 5887 | 0.1026
Central_PV-2 | 5888 | 0.2619
Central_PV-2 | 5889 | 0.108
Central_PV-2 | 5890 | 0.054
Central_PV-2 | 5891 | 0.1143
Central_PV-2 | 5892 | 0.5265
Central_PV-2 | 5893 | 0.2853
Central_PV-2 | 5894 | 0.6084
Central_PV-2 | 5895 | 0.4419
Central_PV-2 | 5896 | 0.4068
Central_PV-2 | 5897 | 0.0801
Central_PV-2 | 5898 | 0.0657
Central_PV-2 | 5899 | 0
Central_PV-2 | 5900 | 0
Central_PV-2 | 5901 | 0
Central_PV-2 | 5902 | 0
Central_PV-2 | 5903 | 0
Central_PV-2 | 5904 | 0
Central_PV-2 | 5905 | 0
Central_PV-2 | 5906 | 0
Central_PV-2 | 5907 | 0
Central_PV-2 | 5908 | 0
Central_PV-2 | 5909 | 0
Central_PV-2 | 5910 | 0
Central_PV-2 | 5911 | 0.0963
Central_PV-2 | 5912 | 0.2835
Central_PV-2 | 5913 | 0.4554
Central_PV-2 | 5914 | 0.6066
Central_PV-2 | 5915 | 0.6876
Central_PV-2 | 5916 | 0.7749
Central_PV-2 | 5917 | 0.7947
Central_PV-2 | 5918 | 0.7245
Central_PV-2 | 5919 | 0.4833
Central_PV-2 | 5920 | 0.2349
Central_PV-2 | 5921 | 0.1035
Central_PV-2 | 5922 | 0.0639
Central_PV-2 | 5923 | 0
Central_PV-2 | 5924 | 0
Central_PV-2 | 5925 | 0
Central_PV-2 | 5926 | 0
Central_PV-2 | 5927 | 0
Central_PV-2 | 5928 | 0
Central_PV-2 | 5929 | 0
Central_PV-2 | 5930 | 0
Central_PV-2 | 5931 | 0
Central_PV-2 | 5932 | 0
Central_PV-2 | 5933 | 0
Central_PV-2 | 5934 | 0
Central_PV-2 | 5935 | 0.0774
Central_PV-2 | 5936 | 0.1899
Central_PV-2 | 5937 | 0.3591
Central_PV-2 | 5938 | 0.4311
Central_PV-2 | 5939 | 0.6021
Central_PV-2 | 5940 | 0.6867
Central_PV-2 | 5941 | 0.3393
Central_PV-2 | 5942 | 0.2358
Central_PV-2 | 5943 | 0.0846
Central_PV-2 | 5944 | 0.3231
Central_PV-2 | 5945 | 0.2907
Central_PV-2 | 5946 | 0.0522
Central_PV-2 | 5947 | 0
Central_PV-2 | 5948 | 0
Central_PV-2 | 5949 | 0
Central_PV-2 | 5950 | 0
Central_PV-2 | 5951 | 0
Central_PV-2 | 5952 | 0
Central_PV-2 | 5953 | 0
Central_PV-2 | 5954 | 0
Central_PV-2 | 5955 | 0
Central_PV-2 | 5956 | 0
Central_PV-2 | 5957 | 0
Central_PV-2 | 5958 | 0
Central_PV-2 | 5959 | 0.1008
Central_PV-2 | 5960 | 0.2772
Central_PV-2 | 5961 | 0.4455
Central_PV-2 | 5962 | 0.5742
Central_PV-2 | 5963 | 0.5823
Central_PV-2 | 5964 | 0.6453
Central_PV-2 | 5965 | 0.6777
Central_PV-2 | 5966 | 0.6984
Central_PV-2 | 5967 | 0.5931
Central_PV-2 | 5968 | 0.4554
Central_PV-2 | 5969 | 0.2862
Central_PV-2 | 5970 | 0.0594
Central_PV-2 | 5971 | 0
Central_PV-2 | 5972 | 0
Central_PV-2 | 5973 | 0
Central_PV-2 | 5974 | 0
Central_PV-2 | 5975 | 0
Central_PV-2 | 5976 | 0
Central_PV-2 | 5977 | 0
Central_PV-2 | 5978 | 0
Central_PV-2 | 5979 | 0
Central_PV-2 | 5980 | 0
Central_PV-2 | 5981 | 0
Central_PV-2 | 5982 | 0
Central_PV-2 | 5983 | 0.099
Central_PV-2 | 5984 | 0.2772
Central_PV-2 | 5985 | 0.432
Central_PV-2 | 5986 | 0.5661
Central_PV-2 | 5987 | 0.6255
Central_PV-2 | 5988 | 0.6228
Central_PV-2 | 5989 | 0.6516
Central_PV-2 | 5990 | 0.6381
Central_PV-2 | 5991 | 0.4878
Central_PV-2 | 5992 | 0.4491
Central_PV-2 | 5993 | 0.1872
Central_PV-2 | 5994 | 0.054
Central_PV-2 | 5995 | 0
Central_PV-2 | 5996 | 0
Central_PV-2 | 5997 | 0
Central_PV-2 | 5998 | 0
Central_PV-2 | 5999 | 0
Central_PV-2 | 6000 | 0
Central_PV-2 | 6001 | 0
Central_PV-2 | 6002 | 0
Central_PV-2 | 6003 | 0
Central_PV-2 | 6004 | 0
Central_PV-2 | 6005 | 0
Central_PV-2 | 6006 | 0
Central_PV-2 | 6007 | 0.099
Central_PV-2 | 6008 | 0.2727
Central_PV-2 | 6009 | 0.4383
Central_PV-2 | 6010 | 0.5958
Central_PV-2 | 6011 | 0.7038
Central_PV-2 | 6012 | 0.7776
Central_PV-2 | 6013 | 0.7794
Central_PV-2 | 6014 | 0.7155
Central_PV-2 | 6015 | 0.5931
Central_PV-2 | 6016 | 0.4509
Central_PV-2 | 6017 | 0.2781
Central_PV-2 | 6018 | 0.0513
Central_PV-2 | 6019 | 0
Central_PV-2 | 6020 | 0
Central_PV-2 | 6021 | 0
Central_PV-2 | 6022 | 0
Central_PV-2 | 6023 | 0
Central_PV-2 | 6024 | 0
Central_PV-2 | 6025 | 0
Central_PV-2 | 6026 | 0
Central_PV-2 | 6027 | 0
Central_PV-2 | 6028 | 0
Central_PV-2 | 6029 | 0
Central_PV-2 | 6030 | 0
Central_PV-2 | 6031 | 0.0612
Central_PV-2 | 6032 | 0.1746
Central_PV-2 | 6033 | 0.4068
Central_PV-2 | 6034 | 0.4914
Central_PV-2 | 6035 | 0.4779
Central_PV-2 | 6036 | 0.4707
Central_PV-2 | 6037 | 0.2934
Central_PV-2 | 6038 | 0.1215
Central_PV-2 | 6039 | 0.0522
Central_PV-2 | 6040 | 0.0801
Central_PV-2 | 6041 | 0.1251
Central_PV-2 | 6042 | 0.0576
Central_PV-2 | 6043 | 0
Central_PV-2 | 6044 | 0
Central_PV-2 | 6045 | 0
Central_PV-2 | 6046 | 0
Central_PV-2 | 6047 | 0
Central_PV-2 | 6048 | 0
Central_PV-2 | 6049 | 0
Central_PV-2 | 6050 | 0
Central_PV-2 | 6051 | 0
Central_PV-2 | 6052 | 0
Central_PV-2 | 6053 | 0
Central_PV-2 | 6054 | 0
Central_PV-2 | 6055 | 0.0567
Central_PV-2 | 6056 | 0.1692
Central_PV-2 | 6057 | 0.2943
Central_PV-2 | 6058 | 0.4383
Central_PV-2 | 6059 | 0.3861
Central_PV-2 | 6060 | 0.4761
Central_PV-2 | 6061 | 0.5427
Central_PV-2 | 6062 | 0.7002
Central_PV-2 | 6063 | 0.5787
Central_PV-2 | 6064 | 0.4392
Central_PV-2 | 6065 | 0.2664
Central_PV-2 | 6066 | 0.045
Central_PV-2 | 6067 | 0
Central_PV-2 | 6068 | 0
Central_PV-2 | 6069 | 0
Central_PV-2 | 6070 | 0
Central_PV-2 | 6071 | 0
Central_PV-2 | 6072 | 0
Central_PV-2 | 6073 | 0
Central_PV-2 | 6074 | 0
Central_PV-2 | 6075 | 0
Central_PV-2 | 6076 | 0
Central_PV-2 | 6077 | 0
Central_PV-2 | 6078 | 0
Central_PV-2 | 6079 | 0.0306
Central_PV-2 | 6080 | 0.2358
Central_PV-2 | 6081 | 0.4257
Central_PV-2 | 6082 | 0.5805
Central_PV-2 | 6083 | 0.6183
Central_PV-2 | 6084 | 0.3996
Central_PV-2 | 6085 | 0.6723
Central_PV-2 | 6086 | 0.63
Central_PV-2 | 6087 | 0.2925
Central_PV-2 | 6088 | 0.3834
Central_PV-2 | 6089 | 0.2007
Central_PV-2 | 6090 | 0.0531
Central_PV-2 | 6091 | 0
Central_PV-2 | 6092 | 0
Central_PV-2 | 6093 | 0
Central_PV-2 | 6094 | 0
Central_PV-2 | 6095 | 0
Central_PV-2 | 6096 | 0
Central_PV-2 | 6097 | 0
Central_PV-2 | 6098 | 0
Central_PV-2 | 6099 | 0
Central_PV-2 | 6100 | 0
Central_PV-2 | 6101 | 0
Central_PV-2 | 6102 | 0
Central_PV-2 | 6103 | 0.0801
Central_PV-2 | 6104 | 0.2493
Central_PV-2 | 6105 | 0.3726
Central_PV-2 | 6106 | 0.5688
Central_PV-2 | 6107 | 0.6705
Central_PV-2 | 6108 | 0.7137
Central_PV-2 | 6109 | 0.7362
Central_PV-2 | 6110 | 0.5562
Central_PV-2 | 6111 | 0.5634
Central_PV-2 | 6112 | 0.3906
Central_PV-2 | 6113 | 0.2286
Central_PV-2 | 6114 | 0.0099
Central_PV-2 | 6115 | 0
Central_PV-2 | 6116 | 0
Central_PV-2 | 6117 | 0
Central_PV-2 | 6118 | 0
Central_PV-2 | 6119 | 0
Central_PV-2 | 6120 | 0
Central_PV-2 | 6121 | 0
Central_PV-2 | 6122 | 0
Central_PV-2 | 6123 | 0
Central_PV-2 | 6124 | 0
Central_PV-2 | 6125 | 0
Central_PV-2 | 6126 | 0
Central_PV-2 | 6127 | 0.0684
Central_PV-2 | 6128 | 0.1692
Central_PV-2 | 6129 | 0.4086
Central_PV-2 | 6130 | 0.5688
Central_PV-2 | 6131 | 0.6804
Central_PV-2 | 6132 | 0.7326
Central_PV-2 | 6133 | 0.7065
Central_PV-2 | 6134 | 0.5976
Central_PV-2 | 6135 | 0.5679
Central_PV-2 | 6136 | 0.4185
Central_PV-2 | 6137 | 0.2421
Central_PV-2 | 6138 | 0.0477
Central_PV-2 | 6139 | 0
Central_PV-2 | 6140 | 0
Central_PV-2 | 6141 | 0
Central_PV-2 | 6142 | 0
Central_PV-2 | 6143 | 0
Central_PV-2 | 6144 | 0
Central_PV-2 | 6145 | 0
Central_PV-2 | 6146 | 0
Central_PV-2 | 6147 | 0
Central_PV-2 | 6148 | 0
Central_PV-2 | 6149 | 0
Central_PV-2 | 6150 | 0
Central_PV-2 | 6151 | 0.081
Central_PV-2 | 6152 | 0.2502
Central_PV-2 | 6153 | 0.4041
Central_PV-2 | 6154 | 0.4761
Central_PV-2 | 6155 | 0.4734
Central_PV-2 | 6156 | 0.6588
Central_PV-2 | 6157 | 0.4437
Central_PV-2 | 6158 | 0.648
Central_PV-2 | 6159 | 0.5139
Central_PV-2 | 6160 | 0.4284
Central_PV-2 | 6161 | 0.2061
Central_PV-2 | 6162 | 0.0423
Central_PV-2 | 6163 | 0
Central_PV-2 | 6164 | 0
Central_PV-2 | 6165 | 0
Central_PV-2 | 6166 | 0
Central_PV-2 | 6167 | 0
Central_PV-2 | 6168 | 0
Central_PV-2 | 6169 | 0
Central_PV-2 | 6170 | 0
Central_PV-2 | 6171 | 0
Central_PV-2 | 6172 | 0
Central_PV-2 | 6173 | 0
Central_PV-2 | 6174 | 0
Central_PV-2 | 6175 | 0.0576
Central_PV-2 | 6176 | 0.2277
Central_PV-2 | 6177 | 0.2646
Central_PV-2 | 6178 | 0.441
Central_PV-2 | 6179 | 0.5409
Central_PV-2 | 6180 | 0.5283
Central_PV-2 | 6181 | 0.684
Central_PV-2 | 6182 | 0.6408
Central_PV-2 | 6183 | 0.5211
Central_PV-2 | 6184 | 0.396
Central_PV-2 | 6185 | 0.2196
Central_PV-2 | 6186 | 0.0423
Central_PV-2 | 6187 | 0
Central_PV-2 | 6188 | 0
Central_PV-2 | 6189 | 0
Central_PV-2 | 6190 | 0
Central_PV-2 | 6191 | 0
Central_PV-2 | 6192 | 0
Central_PV-2 | 6193 | 0
Central_PV-2 | 6194 | 0
Central_PV-2 | 6195 | 0
Central_PV-2 | 6196 | 0
Central_PV-2 | 6197 | 0
Central_PV-2 | 6198 | 0
Central_PV-2 | 6199 | 0.0657
Central_PV-2 | 6200 | 0.2403
Central_PV-2 | 6201 | 0.4149
Central_PV-2 | 6202 | 0.5598
Central_PV-2 | 6203 | 0.5517
Central_PV-2 | 6204 | 0.6516
Central_PV-2 | 6205 | 0.6687
Central_PV-2 | 6206 | 0.5859
Central_PV-2 | 6207 | 0.5256
Central_PV-2 | 6208 | 0.4059
Central_PV-2 | 6209 | 0.234
Central_PV-2 | 6210 | 0.0405
Central_PV-2 | 6211 | 0
Central_PV-2 | 6212 | 0
Central_PV-2 | 6213 | 0
Central_PV-2 | 6214 | 0
Central_PV-2 | 6215 | 0
Central_PV-2 | 6216 | 0
Central_PV-2 | 6217 | 0
Central_PV-2 | 6218 | 0
Central_PV-2 | 6219 | 0
Central_PV-2 | 6220 | 0
Central_PV-2 | 6221 | 0
Central_PV-2 | 6222 | 0
Central_PV-2 | 6223 | 0.0729
Central_PV-2 | 6224 | 0.2412
Central_PV-2 | 6225 | 0.3654
Central_PV-2 | 6226 | 0.5283
Central_PV-2 | 6227 | 0.603
Central_PV-2 | 6228 | 0.6444
Central_PV-2 | 6229 | 0.7011
Central_PV-2 | 6230 | 0.6219
Central_PV-2 | 6231 | 0.5571
Central_PV-2 | 6232 | 0.3411
Central_PV-2 | 6233 | 0.2178
Central_PV-2 | 6234 | 0.036
Central_PV-2 | 6235 | 0
Central_PV-2 | 6236 | 0
Central_PV-2 | 6237 | 0
Central_PV-2 | 6238 | 0
Central_PV-2 | 6239 | 0
Central_PV-2 | 6240 | 0
Central_PV-2 | 6241 | 0
Central_PV-2 | 6242 | 0
Central_PV-2 | 6243 | 0
Central_PV-2 | 6244 | 0
Central_PV-2 | 6245 | 0
Central_PV-2 | 6246 | 0
Central_PV-2 | 6247 | 0.0234
Central_PV-2 | 6248 | 0.0414
Central_PV-2 | 6249 | 0.4266
Central_PV-2 | 6250 | 0.4995
Central_PV-2 | 6251 | 0.576
Central_PV-2 | 6252 | 0.6813
Central_PV-2 | 6253 | 0.675
Central_PV-2 | 6254 | 0.6408
Central_PV-2 | 6255 | 0.5301
Central_PV-2 | 6256 | 0.396
Central_PV-2 | 6257 | 0.2358
Central_PV-2 | 6258 | 0.0315
Central_PV-2 | 6259 | 0
Central_PV-2 | 6260 | 0
Central_PV-2 | 6261 | 0
Central_PV-2 | 6262 | 0
Central_PV-2 | 6263 | 0
Central_PV-2 | 6264 | 0
Central_PV-2 | 6265 | 0
Central_PV-2 | 6266 | 0
Central_PV-2 | 6267 | 0
Central_PV-2 | 6268 | 0
Central_PV-2 | 6269 | 0
Central_PV-2 | 6270 | 0
Central_PV-2 | 6271 | 0.0441
Central_PV-2 | 6272 | 0.2259
Central_PV-2 | 6273 | 0.2952
Central_PV-2 | 6274 | 0.3915
Central_PV-2 | 6275 | 0.4617
Central_PV-2 | 6276 | 0.6408
Central_PV-2 | 6277 | 0.5814
Central_PV-2 | 6278 | 0.5535
Central_PV-2 | 6279 | 0.4977
Central_PV-2 | 6280 | 0.3843
Central_PV-2 | 6281 | 0.2196
Central_PV-2 | 6282 | 0.0351
Central_PV-2 | 6283 | 0
Central_PV-2 | 6284 | 0
Central_PV-2 | 6285 | 0
Central_PV-2 | 6286 | 0
Central_PV-2 | 6287 | 0
Central_PV-2 | 6288 | 0
Central_PV-2 | 6289 | 0
Central_PV-2 | 6290 | 0
Central_PV-2 | 6291 | 0
Central_PV-2 | 6292 | 0
Central_PV-2 | 6293 | 0
Central_PV-2 | 6294 | 0
Central_PV-2 | 6295 | 0.0648
Central_PV-2 | 6296 | 0.225
Central_PV-2 | 6297 | 0.3681
Central_PV-2 | 6298 | 0.5355
Central_PV-2 | 6299 | 0.6363
Central_PV-2 | 6300 | 0.684
Central_PV-2 | 6301 | 0.6246
Central_PV-2 | 6302 | 0.5427
Central_PV-2 | 6303 | 0.4905
Central_PV-2 | 6304 | 0.3897
Central_PV-2 | 6305 | 0.2178
Central_PV-2 | 6306 | 0.0333
Central_PV-2 | 6307 | 0
Central_PV-2 | 6308 | 0
Central_PV-2 | 6309 | 0
Central_PV-2 | 6310 | 0
Central_PV-2 | 6311 | 0
Central_PV-2 | 6312 | 0
Central_PV-2 | 6313 | 0
Central_PV-2 | 6314 | 0
Central_PV-2 | 6315 | 0
Central_PV-2 | 6316 | 0
Central_PV-2 | 6317 | 0
Central_PV-2 | 6318 | 0
Central_PV-2 | 6319 | 0.0621
Central_PV-2 | 6320 | 0.234
Central_PV-2 | 6321 | 0.3996
Central_PV-2 | 6322 | 0.5427
Central_PV-2 | 6323 | 0.6363
Central_PV-2 | 6324 | 0.684
Central_PV-2 | 6325 | 0.6417
Central_PV-2 | 6326 | 0.6138
Central_PV-2 | 6327 | 0.5238
Central_PV-2 | 6328 | 0.369
Central_PV-2 | 6329 | 0.171
Central_PV-2 | 6330 | 0.0306
Central_PV-2 | 6331 | 0
Central_PV-2 | 6332 | 0
Central_PV-2 | 6333 | 0
Central_PV-2 | 6334 | 0
Central_PV-2 | 6335 | 0
Central_PV-2 | 6336 | 0
Central_PV-2 | 6337 | 0
Central_PV-2 | 6338 | 0
Central_PV-2 | 6339 | 0
Central_PV-2 | 6340 | 0
Central_PV-2 | 6341 | 0
Central_PV-2 | 6342 | 0
Central_PV-2 | 6343 | 0.0441
Central_PV-2 | 6344 | 0.0639
Central_PV-2 | 6345 | 0.099
Central_PV-2 | 6346 | 0.0774
Central_PV-2 | 6347 | 0.2385
Central_PV-2 | 6348 | 0.081
Central_PV-2 | 6349 | 0.0711
Central_PV-2 | 6350 | 0.117
Central_PV-2 | 6351 | 0.3843
Central_PV-2 | 6352 | 0.3096
Central_PV-2 | 6353 | 0.0936
Central_PV-2 | 6354 | 0.0225
Central_PV-2 | 6355 | 0
Central_PV-2 | 6356 | 0
Central_PV-2 | 6357 | 0
Central_PV-2 | 6358 | 0
Central_PV-2 | 6359 | 0
Central_PV-2 | 6360 | 0
Central_PV-2 | 6361 | 0
Central_PV-2 | 6362 | 0
Central_PV-2 | 6363 | 0
Central_PV-2 | 6364 | 0
Central_PV-2 | 6365 | 0
Central_PV-2 | 6366 | 0
Central_PV-2 | 6367 | 0.036
Central_PV-2 | 6368 | 0.1449
Central_PV-2 | 6369 | 0.0945
Central_PV-2 | 6370 | 0.5283
Central_PV-2 | 6371 | 0.5958
Central_PV-2 | 6372 | 0.4905
Central_PV-2 | 6373 | 0.6723
Central_PV-2 | 6374 | 0.5796
Central_PV-2 | 6375 | 0.45
Central_PV-2 | 6376 | 0.3744
Central_PV-2 | 6377 | 0.1764
Central_PV-2 | 6378 | 0.0261
Central_PV-2 | 6379 | 0
Central_PV-2 | 6380 | 0
Central_PV-2 | 6381 | 0
Central_PV-2 | 6382 | 0
Central_PV-2 | 6383 | 0
Central_PV-2 | 6384 | 0
Central_PV-2 | 6385 | 0
Central_PV-2 | 6386 | 0
Central_PV-2 | 6387 | 0
Central_PV-2 | 6388 | 0
Central_PV-2 | 6389 | 0
Central_PV-2 | 6390 | 0
Central_PV-2 | 6391 | 0.0504
Central_PV-2 | 6392 | 0.2142
Central_PV-2 | 6393 | 0.2448
Central_PV-2 | 6394 | 0.2664
Central_PV-2 | 6395 | 0.3312
Central_PV-2 | 6396 | 0.495
Central_PV-2 | 6397 | 0.5625
Central_PV-2 | 6398 | 0.5652
Central_PV-2 | 6399 | 0.4275
Central_PV-2 | 6400 | 0.3726
Central_PV-2 | 6401 | 0.1827
Central_PV-2 | 6402 | 0.0198
Central_PV-2 | 6403 | 0
Central_PV-2 | 6404 | 0
Central_PV-2 | 6405 | 0
Central_PV-2 | 6406 | 0
Central_PV-2 | 6407 | 0
Central_PV-2 | 6408 | 0
Central_PV-2 | 6409 | 0
Central_PV-2 | 6410 | 0
Central_PV-2 | 6411 | 0
Central_PV-2 | 6412 | 0
Central_PV-2 | 6413 | 0
Central_PV-2 | 6414 | 0
Central_PV-2 | 6415 | 0.0549
Central_PV-2 | 6416 | 0.2169
Central_PV-2 | 6417 | 0.3834
Central_PV-2 | 6418 | 0.5319
Central_PV-2 | 6419 | 0.6237
Central_PV-2 | 6420 | 0.6741
Central_PV-2 | 6421 | 0.6732
Central_PV-2 | 6422 | 0.6147
Central_PV-2 | 6423 | 0.4545
Central_PV-2 | 6424 | 0.3528
Central_PV-2 | 6425 | 0.1881
Central_PV-2 | 6426 | 0.0225
Central_PV-2 | 6427 | 0
Central_PV-2 | 6428 | 0
Central_PV-2 | 6429 | 0
Central_PV-2 | 6430 | 0
Central_PV-2 | 6431 | 0
Central_PV-2 | 6432 | 0
Central_PV-2 | 6433 | 0
Central_PV-2 | 6434 | 0
Central_PV-2 | 6435 | 0
Central_PV-2 | 6436 | 0
Central_PV-2 | 6437 | 0
Central_PV-2 | 6438 | 0
Central_PV-2 | 6439 | 0.0333
Central_PV-2 | 6440 | 0.1143
Central_PV-2 | 6441 | 0.3402
Central_PV-2 | 6442 | 0.5094
Central_PV-2 | 6443 | 0.5913
Central_PV-2 | 6444 | 0.6327
Central_PV-2 | 6445 | 0.5625
Central_PV-2 | 6446 | 0.5724
Central_PV-2 | 6447 | 0.468
Central_PV-2 | 6448 | 0.3456
Central_PV-2 | 6449 | 0.1719
Central_PV-2 | 6450 | 0.0207
Central_PV-2 | 6451 | 0
Central_PV-2 | 6452 | 0
Central_PV-2 | 6453 | 0
Central_PV-2 | 6454 | 0
Central_PV-2 | 6455 | 0
Central_PV-2 | 6456 | 0
Central_PV-2 | 6457 | 0
Central_PV-2 | 6458 | 0
Central_PV-2 | 6459 | 0
Central_PV-2 | 6460 | 0
Central_PV-2 | 6461 | 0
Central_PV-2 | 6462 | 0
Central_PV-2 | 6463 | 0.0396
Central_PV-2 | 6464 | 0.2115
Central_PV-2 | 6465 | 0.351
Central_PV-2 | 6466 | 0.4419
Central_PV-2 | 6467 | 0.495
Central_PV-2 | 6468 | 0.5904
Central_PV-2 | 6469 | 0.6444
Central_PV-2 | 6470 | 0.5616
Central_PV-2 | 6471 | 0.2871
Central_PV-2 | 6472 | 0.3321
Central_PV-2 | 6473 | 0.1836
Central_PV-2 | 6474 | 0.0171
Central_PV-2 | 6475 | 0
Central_PV-2 | 6476 | 0
Central_PV-2 | 6477 | 0
Central_PV-2 | 6478 | 0
Central_PV-2 | 6479 | 0
Central_PV-2 | 6480 | 0
Central_PV-2 | 6481 | 0
Central_PV-2 | 6482 | 0
Central_PV-2 | 6483 | 0
Central_PV-2 | 6484 | 0
Central_PV-2 | 6485 | 0
Central_PV-2 | 6486 | 0
Central_PV-2 | 6487 | 0.0441
Central_PV-2 | 6488 | 0.2097
Central_PV-2 | 6489 | 0.369
Central_PV-2 | 6490 | 0.4707
Central_PV-2 | 6491 | 0.3627
Central_PV-2 | 6492 | 0.5868
Central_PV-2 | 6493 | 0.5616
Central_PV-2 | 6494 | 0.2727
Central_PV-2 | 6495 | 0.2628
Central_PV-2 | 6496 | 0.2196
Central_PV-2 | 6497 | 0.1188
Central_PV-2 | 6498 | 0.0162
Central_PV-2 | 6499 | 0
Central_PV-2 | 6500 | 0
Central_PV-2 | 6501 | 0
Central_PV-2 | 6502 | 0
Central_PV-2 | 6503 | 0
Central_PV-2 | 6504 | 0
Central_PV-2 | 6505 | 0
Central_PV-2 | 6506 | 0
Central_PV-2 | 6507 | 0
Central_PV-2 | 6508 | 0
Central_PV-2 | 6509 | 0
Central_PV-2 | 6510 | 0
Central_PV-2 | 6511 | 0.0108
Central_PV-2 | 6512 | 0.027
Central_PV-2 | 6513 | 0.036
Central_PV-2 | 6514 | 0.054
Central_PV-2 | 6515 | 0.2151
Central_PV-2 | 6516 | 0.0594
Central_PV-2 | 6517 | 0.333
Central_PV-2 | 6518 | 0.5247
Central_PV-2 | 6519 | 0.3627
Central_PV-2 | 6520 | 0.099
Central_PV-2 | 6521 | 0.0828
Central_PV-2 | 6522 | 0.0108
Central_PV-2 | 6523 | 0
Central_PV-2 | 6524 | 0
Central_PV-2 | 6525 | 0
Central_PV-2 | 6526 | 0
Central_PV-2 | 6527 | 0
Central_PV-2 | 6528 | 0
Central_PV-2 | 6529 | 0
Central_PV-2 | 6530 | 0
Central_PV-2 | 6531 | 0
Central_PV-2 | 6532 | 0
Central_PV-2 | 6533 | 0
Central_PV-2 | 6534 | 0
Central_PV-2 | 6535 | 0.0477
Central_PV-2 | 6536 | 0.0189
Central_PV-2 | 6537 | 0.3357
Central_PV-2 | 6538 | 0.2232
Central_PV-2 | 6539 | 0.504
Central_PV-2 | 6540 | 0.5922
Central_PV-2 | 6541 | 0.6309
Central_PV-2 | 6542 | 0.5967
Central_PV-2 | 6543 | 0.4824
Central_PV-2 | 6544 | 0.3348
Central_PV-2 | 6545 | 0.18
Central_PV-2 | 6546 | 0.0018
Central_PV-2 | 6547 | 0
Central_PV-2 | 6548 | 0
Central_PV-2 | 6549 | 0
Central_PV-2 | 6550 | 0
Central_PV-2 | 6551 | 0
Central_PV-2 | 6552 | 0
Central_PV-2 | 6553 | 0
Central_PV-2 | 6554 | 0
Central_PV-2 | 6555 | 0
Central_PV-2 | 6556 | 0
Central_PV-2 | 6557 | 0
Central_PV-2 | 6558 | 0
Central_PV-2 | 6559 | 0.036
Central_PV-2 | 6560 | 0.1341
Central_PV-2 | 6561 | 0.1926
Central_PV-2 | 6562 | 0.2709
Central_PV-2 | 6563 | 0.3402
Central_PV-2 | 6564 | 0.4194
Central_PV-2 | 6565 | 0.4635
Central_PV-2 | 6566 | 0.1521
Central_PV-2 | 6567 | 0.4203
Central_PV-2 | 6568 | 0.243
Central_PV-2 | 6569 | 0.171
Central_PV-2 | 6570 | 0.0018
Central_PV-2 | 6571 | 0
Central_PV-2 | 6572 | 0
Central_PV-2 | 6573 | 0
Central_PV-2 | 6574 | 0
Central_PV-2 | 6575 | 0
Central_PV-2 | 6576 | 0
Central_PV-2 | 6577 | 0
Central_PV-2 | 6578 | 0
Central_PV-2 | 6579 | 0
Central_PV-2 | 6580 | 0
Central_PV-2 | 6581 | 0
Central_PV-2 | 6582 | 0
Central_PV-2 | 6583 | 0.0369
Central_PV-2 | 6584 | 0.1809
Central_PV-2 | 6585 | 0.3186
Central_PV-2 | 6586 | 0.4887
Central_PV-2 | 6587 | 0.603
Central_PV-2 | 6588 | 0.5571
Central_PV-2 | 6589 | 0.6417
Central_PV-2 | 6590 | 0.1836
Central_PV-2 | 6591 | 0.1386
Central_PV-2 | 6592 | 0.0441
Central_PV-2 | 6593 | 0.0306
Central_PV-2 | 6594 | 0
Central_PV-2 | 6595 | 0
Central_PV-2 | 6596 | 0
Central_PV-2 | 6597 | 0
Central_PV-2 | 6598 | 0
Central_PV-2 | 6599 | 0
Central_PV-2 | 6600 | 0
Central_PV-2 | 6601 | 0
Central_PV-2 | 6602 | 0
Central_PV-2 | 6603 | 0
Central_PV-2 | 6604 | 0
Central_PV-2 | 6605 | 0
Central_PV-2 | 6606 | 0
Central_PV-2 | 6607 | 0.0369
Central_PV-2 | 6608 | 0.2043
Central_PV-2 | 6609 | 0.3807
Central_PV-2 | 6610 | 0.5184
Central_PV-2 | 6611 | 0.5553
Central_PV-2 | 6612 | 0.6507
Central_PV-2 | 6613 | 0.6336
Central_PV-2 | 6614 | 0.5913
Central_PV-2 | 6615 | 0.4068
Central_PV-2 | 6616 | 0.2304
Central_PV-2 | 6617 | 0.0909
Central_PV-2 | 6618 | 0
Central_PV-2 | 6619 | 0
Central_PV-2 | 6620 | 0
Central_PV-2 | 6621 | 0
Central_PV-2 | 6622 | 0
Central_PV-2 | 6623 | 0
Central_PV-2 | 6624 | 0
Central_PV-2 | 6625 | 0
Central_PV-2 | 6626 | 0
Central_PV-2 | 6627 | 0
Central_PV-2 | 6628 | 0
Central_PV-2 | 6629 | 0
Central_PV-2 | 6630 | 0
Central_PV-2 | 6631 | 0.0243
Central_PV-2 | 6632 | 0.1575
Central_PV-2 | 6633 | 0.3024
Central_PV-2 | 6634 | 0.3861
Central_PV-2 | 6635 | 0.5823
Central_PV-2 | 6636 | 0.6588
Central_PV-2 | 6637 | 0.5535
Central_PV-2 | 6638 | 0.5148
Central_PV-2 | 6639 | 0.207
Central_PV-2 | 6640 | 0.1656
Central_PV-2 | 6641 | 0.1413
Central_PV-2 | 6642 | 0
Central_PV-2 | 6643 | 0
Central_PV-2 | 6644 | 0
Central_PV-2 | 6645 | 0
Central_PV-2 | 6646 | 0
Central_PV-2 | 6647 | 0
Central_PV-2 | 6648 | 0
Central_PV-2 | 6649 | 0
Central_PV-2 | 6650 | 0
Central_PV-2 | 6651 | 0
Central_PV-2 | 6652 | 0
Central_PV-2 | 6653 | 0
Central_PV-2 | 6654 | 0
Central_PV-2 | 6655 | 0.0306
Central_PV-2 | 6656 | 0.1863
Central_PV-2 | 6657 | 0.3528
Central_PV-2 | 6658 | 0.5004
Central_PV-2 | 6659 | 0.6057
Central_PV-2 | 6660 | 0.6444
Central_PV-2 | 6661 | 0.6561
Central_PV-2 | 6662 | 0.5778
Central_PV-2 | 6663 | 0.4644
Central_PV-2 | 6664 | 0.2673
Central_PV-2 | 6665 | 0.0585
Central_PV-2 | 6666 | 0
Central_PV-2 | 6667 | 0
Central_PV-2 | 6668 | 0
Central_PV-2 | 6669 | 0
Central_PV-2 | 6670 | 0
Central_PV-2 | 6671 | 0
Central_PV-2 | 6672 | 0
Central_PV-2 | 6673 | 0
Central_PV-2 | 6674 | 0
Central_PV-2 | 6675 | 0
Central_PV-2 | 6676 | 0
Central_PV-2 | 6677 | 0
Central_PV-2 | 6678 | 0
Central_PV-2 | 6679 | 0.0207
Central_PV-2 | 6680 | 0.1755
Central_PV-2 | 6681 | 0.3384
Central_PV-2 | 6682 | 0.4743
Central_PV-2 | 6683 | 0.5832
Central_PV-2 | 6684 | 0.6372
Central_PV-2 | 6685 | 0.6417
Central_PV-2 | 6686 | 0.5526
Central_PV-2 | 6687 | 0.4446
Central_PV-2 | 6688 | 0.2772
Central_PV-2 | 6689 | 0.0711
Central_PV-2 | 6690 | 0
Central_PV-2 | 6691 | 0
Central_PV-2 | 6692 | 0
Central_PV-2 | 6693 | 0
Central_PV-2 | 6694 | 0
Central_PV-2 | 6695 | 0
Central_PV-2 | 6696 | 0
Central_PV-2 | 6697 | 0
Central_PV-2 | 6698 | 0
Central_PV-2 | 6699 | 0
Central_PV-2 | 6700 | 0
Central_PV-2 | 6701 | 0
Central_PV-2 | 6702 | 0
Central_PV-2 | 6703 | 0.0189
Central_PV-2 | 6704 | 0.1953
Central_PV-2 | 6705 | 0.306
Central_PV-2 | 6706 | 0.3915
Central_PV-2 | 6707 | 0.5913
Central_PV-2 | 6708 | 0.6228
Central_PV-2 | 6709 | 0.6021
Central_PV-2 | 6710 | 0.5157
Central_PV-2 | 6711 | 0.4356
Central_PV-2 | 6712 | 0.2637
Central_PV-2 | 6713 | 0.0711
Central_PV-2 | 6714 | 0
Central_PV-2 | 6715 | 0
Central_PV-2 | 6716 | 0
Central_PV-2 | 6717 | 0
Central_PV-2 | 6718 | 0
Central_PV-2 | 6719 | 0
Central_PV-2 | 6720 | 0
Central_PV-2 | 6721 | 0
Central_PV-2 | 6722 | 0
Central_PV-2 | 6723 | 0
Central_PV-2 | 6724 | 0
Central_PV-2 | 6725 | 0
Central_PV-2 | 6726 | 0
Central_PV-2 | 6727 | 0.0135
Central_PV-2 | 6728 | 0.0747
Central_PV-2 | 6729 | 0.1251
Central_PV-2 | 6730 | 0.243
Central_PV-2 | 6731 | 0.36
Central_PV-2 | 6732 | 0.4293
Central_PV-2 | 6733 | 0.2916
Central_PV-2 | 6734 | 0.3573
Central_PV-2 | 6735 | 0.1764
Central_PV-2 | 6736 | 0.2484
Central_PV-2 | 6737 | 0.0702
Central_PV-2 | 6738 | 0
Central_PV-2 | 6739 | 0
Central_PV-2 | 6740 | 0
Central_PV-2 | 6741 | 0
Central_PV-2 | 6742 | 0
Central_PV-2 | 6743 | 0
Central_PV-2 | 6744 | 0
Central_PV-2 | 6745 | 0
Central_PV-2 | 6746 | 0
Central_PV-2 | 6747 | 0
Central_PV-2 | 6748 | 0
Central_PV-2 | 6749 | 0
Central_PV-2 | 6750 | 0
Central_PV-2 | 6751 | 0.0171
Central_PV-2 | 6752 | 0.1467
Central_PV-2 | 6753 | 0.3105
Central_PV-2 | 6754 | 0.4032
Central_PV-2 | 6755 | 0.4185
Central_PV-2 | 6756 | 0.5139
Central_PV-2 | 6757 | 0.3942
Central_PV-2 | 6758 | 0.4923
Central_PV-2 | 6759 | 0.3681
Central_PV-2 | 6760 | 0.261
Central_PV-2 | 6761 | 0.0621
Central_PV-2 | 6762 | 0
Central_PV-2 | 6763 | 0
Central_PV-2 | 6764 | 0
Central_PV-2 | 6765 | 0
Central_PV-2 | 6766 | 0
Central_PV-2 | 6767 | 0
Central_PV-2 | 6768 | 0
Central_PV-2 | 6769 | 0
Central_PV-2 | 6770 | 0
Central_PV-2 | 6771 | 0
Central_PV-2 | 6772 | 0
Central_PV-2 | 6773 | 0
Central_PV-2 | 6774 | 0
Central_PV-2 | 6775 | 0.0153
Central_PV-2 | 6776 | 0.1791
Central_PV-2 | 6777 | 0.3366
Central_PV-2 | 6778 | 0.4779
Central_PV-2 | 6779 | 0.5013
Central_PV-2 | 6780 | 0.5229
Central_PV-2 | 6781 | 0.5688
Central_PV-2 | 6782 | 0.5382
Central_PV-2 | 6783 | 0.4446
Central_PV-2 | 6784 | 0.2889
Central_PV-2 | 6785 | 0.0567
Central_PV-2 | 6786 | 0
Central_PV-2 | 6787 | 0
Central_PV-2 | 6788 | 0
Central_PV-2 | 6789 | 0
Central_PV-2 | 6790 | 0
Central_PV-2 | 6791 | 0
Central_PV-2 | 6792 | 0
Central_PV-2 | 6793 | 0
Central_PV-2 | 6794 | 0
Central_PV-2 | 6795 | 0
Central_PV-2 | 6796 | 0
Central_PV-2 | 6797 | 0
Central_PV-2 | 6798 | 0
Central_PV-2 | 6799 | 0.0135
Central_PV-2 | 6800 | 0.1494
Central_PV-2 | 6801 | 0.2844
Central_PV-2 | 6802 | 0.4302
Central_PV-2 | 6803 | 0.5121
Central_PV-2 | 6804 | 0.3771
Central_PV-2 | 6805 | 0.4671
Central_PV-2 | 6806 | 0.486
Central_PV-2 | 6807 | 0.4221
Central_PV-2 | 6808 | 0.2781
Central_PV-2 | 6809 | 0.0657
Central_PV-2 | 6810 | 0
Central_PV-2 | 6811 | 0
Central_PV-2 | 6812 | 0
Central_PV-2 | 6813 | 0
Central_PV-2 | 6814 | 0
Central_PV-2 | 6815 | 0
Central_PV-2 | 6816 | 0
Central_PV-2 | 6817 | 0
Central_PV-2 | 6818 | 0
Central_PV-2 | 6819 | 0
Central_PV-2 | 6820 | 0
Central_PV-2 | 6821 | 0
Central_PV-2 | 6822 | 0
Central_PV-2 | 6823 | 0.0018
Central_PV-2 | 6824 | 0.0738
Central_PV-2 | 6825 | 0.2817
Central_PV-2 | 6826 | 0.0513
Central_PV-2 | 6827 | 0.0576
Central_PV-2 | 6828 | 0.2574
Central_PV-2 | 6829 | 0.063
Central_PV-2 | 6830 | 0.0747
Central_PV-2 | 6831 | 0.0846
Central_PV-2 | 6832 | 0.1602
Central_PV-2 | 6833 | 0.0468
Central_PV-2 | 6834 | 0
Central_PV-2 | 6835 | 0
Central_PV-2 | 6836 | 0
Central_PV-2 | 6837 | 0
Central_PV-2 | 6838 | 0
Central_PV-2 | 6839 | 0
Central_PV-2 | 6840 | 0
Central_PV-2 | 6841 | 0
Central_PV-2 | 6842 | 0
Central_PV-2 | 6843 | 0
Central_PV-2 | 6844 | 0
Central_PV-2 | 6845 | 0
Central_PV-2 | 6846 | 0
Central_PV-2 | 6847 | 0.0018
Central_PV-2 | 6848 | 0.0576
Central_PV-2 | 6849 | 0.0594
Central_PV-2 | 6850 | 0.0909
Central_PV-2 | 6851 | 0.1845
Central_PV-2 | 6852 | 0.2655
Central_PV-2 | 6853 | 0.2349
Central_PV-2 | 6854 | 0.0828
Central_PV-2 | 6855 | 0.1962
Central_PV-2 | 6856 | 0.09
Central_PV-2 | 6857 | 0.0504
Central_PV-2 | 6858 | 0
Central_PV-2 | 6859 | 0
Central_PV-2 | 6860 | 0
Central_PV-2 | 6861 | 0
Central_PV-2 | 6862 | 0
Central_PV-2 | 6863 | 0
Central_PV-2 | 6864 | 0
Central_PV-2 | 6865 | 0
Central_PV-2 | 6866 | 0
Central_PV-2 | 6867 | 0
Central_PV-2 | 6868 | 0
Central_PV-2 | 6869 | 0
Central_PV-2 | 6870 | 0
Central_PV-2 | 6871 | 0.0072
Central_PV-2 | 6872 | 0.0693
Central_PV-2 | 6873 | 0.0828
Central_PV-2 | 6874 | 0.0783
Central_PV-2 | 6875 | 0.0945
Central_PV-2 | 6876 | 0.5868
Central_PV-2 | 6877 | 0.297
Central_PV-2 | 6878 | 0.4284
Central_PV-2 | 6879 | 0.3186
Central_PV-2 | 6880 | 0.2529
Central_PV-2 | 6881 | 0.0468
Central_PV-2 | 6882 | 0
Central_PV-2 | 6883 | 0
Central_PV-2 | 6884 | 0
Central_PV-2 | 6885 | 0
Central_PV-2 | 6886 | 0
Central_PV-2 | 6887 | 0
Central_PV-2 | 6888 | 0
Central_PV-2 | 6889 | 0
Central_PV-2 | 6890 | 0
Central_PV-2 | 6891 | 0
Central_PV-2 | 6892 | 0
Central_PV-2 | 6893 | 0
Central_PV-2 | 6894 | 0
Central_PV-2 | 6895 | 0
Central_PV-2 | 6896 | 0.1611
Central_PV-2 | 6897 | 0.3213
Central_PV-2 | 6898 | 0.4266
Central_PV-2 | 6899 | 0.5355
Central_PV-2 | 6900 | 0.5607
Central_PV-2 | 6901 | 0.603
Central_PV-2 | 6902 | 0.5211
Central_PV-2 | 6903 | 0.423
Central_PV-2 | 6904 | 0.2673
Central_PV-2 | 6905 | 0.0513
Central_PV-2 | 6906 | 0
Central_PV-2 | 6907 | 0
Central_PV-2 | 6908 | 0
Central_PV-2 | 6909 | 0
Central_PV-2 | 6910 | 0
Central_PV-2 | 6911 | 0
Central_PV-2 | 6912 | 0
Central_PV-2 | 6913 | 0
Central_PV-2 | 6914 | 0
Central_PV-2 | 6915 | 0
Central_PV-2 | 6916 | 0
Central_PV-2 | 6917 | 0
Central_PV-2 | 6918 | 0
Central_PV-2 | 6919 | 0
Central_PV-2 | 6920 | 0.1557
Central_PV-2 | 6921 | 0.3159
Central_PV-2 | 6922 | 0.4572
Central_PV-2 | 6923 | 0.5427
Central_PV-2 | 6924 | 0.5895
Central_PV-2 | 6925 | 0.6075
Central_PV-2 | 6926 | 0.5193
Central_PV-2 | 6927 | 0.3681
Central_PV-2 | 6928 | 0.2106
Central_PV-2 | 6929 | 0.0558
Central_PV-2 | 6930 | 0
Central_PV-2 | 6931 | 0
Central_PV-2 | 6932 | 0
Central_PV-2 | 6933 | 0
Central_PV-2 | 6934 | 0
Central_PV-2 | 6935 | 0
Central_PV-2 | 6936 | 0
Central_PV-2 | 6937 | 0
Central_PV-2 | 6938 | 0
Central_PV-2 | 6939 | 0
Central_PV-2 | 6940 | 0
Central_PV-2 | 6941 | 0
Central_PV-2 | 6942 | 0
Central_PV-2 | 6943 | 0
Central_PV-2 | 6944 | 0.1611
Central_PV-2 | 6945 | 0.3114
Central_PV-2 | 6946 | 0.3609
Central_PV-2 | 6947 | 0.4518
Central_PV-2 | 6948 | 0.4824
Central_PV-2 | 6949 | 0.5247
Central_PV-2 | 6950 | 0.4536
Central_PV-2 | 6951 | 0.3924
Central_PV-2 | 6952 | 0.1944
Central_PV-2 | 6953 | 0.0477
Central_PV-2 | 6954 | 0
Central_PV-2 | 6955 | 0
Central_PV-2 | 6956 | 0
Central_PV-2 | 6957 | 0
Central_PV-2 | 6958 | 0
Central_PV-2 | 6959 | 0
Central_PV-2 | 6960 | 0
Central_PV-2 | 6961 | 0
Central_PV-2 | 6962 | 0
Central_PV-2 | 6963 | 0
Central_PV-2 | 6964 | 0
Central_PV-2 | 6965 | 0
Central_PV-2 | 6966 | 0
Central_PV-2 | 6967 | 0
Central_PV-2 | 6968 | 0.0693
Central_PV-2 | 6969 | 0.2214
Central_PV-2 | 6970 | 0.1773
Central_PV-2 | 6971 | 0.423
Central_PV-2 | 6972 | 0.1593
Central_PV-2 | 6973 | 0.5319
Central_PV-2 | 6974 | 0.4572
Central_PV-2 | 6975 | 0.3411
Central_PV-2 | 6976 | 0.1314
Central_PV-2 | 6977 | 0.0522
Central_PV-2 | 6978 | 0
Central_PV-2 | 6979 | 0
Central_PV-2 | 6980 | 0
Central_PV-2 | 6981 | 0
Central_PV-2 | 6982 | 0
Central_PV-2 | 6983 | 0
Central_PV-2 | 6984 | 0
Central_PV-2 | 6985 | 0
Central_PV-2 | 6986 | 0
Central_PV-2 | 6987 | 0
Central_PV-2 | 6988 | 0
Central_PV-2 | 6989 | 0
Central_PV-2 | 6990 | 0
Central_PV-2 | 6991 | 0
Central_PV-2 | 6992 | 0.1053
Central_PV-2 | 6993 | 0.1917
Central_PV-2 | 6994 | 0.0783
Central_PV-2 | 6995 | 0.207
Central_PV-2 | 6996 | 0.567
Central_PV-2 | 6997 | 0.4041
Central_PV-2 | 6998 | 0.4473
Central_PV-2 | 6999 | 0.3348
Central_PV-2 | 7000 | 0.252
Central_PV-2 | 7001 | 0.0315
Central_PV-2 | 7002 | 0
Central_PV-2 | 7003 | 0
Central_PV-2 | 7004 | 0
Central_PV-2 | 7005 | 0
Central_PV-2 | 7006 | 0
Central_PV-2 | 7007 | 0
Central_PV-2 | 7008 | 0
Central_PV-2 | 7009 | 0
Central_PV-2 | 7010 | 0
Central_PV-2 | 7011 | 0
Central_PV-2 | 7012 | 0
Central_PV-2 | 7013 | 0
Central_PV-2 | 7014 | 0
Central_PV-2 | 7015 | 0
Central_PV-2 | 7016 | 0.1035
Central_PV-2 | 7017 | 0.1998
Central_PV-2 | 7018 | 0.162
Central_PV-2 | 7019 | 0.2565
Central_PV-2 | 7020 | 0.3357
Central_PV-2 | 7021 | 0.0504
Central_PV-2 | 7022 | 0.045
Central_PV-2 | 7023 | 0.1125
Central_PV-2 | 7024 | 0.1521
Central_PV-2 | 7025 | 0.045
Central_PV-2 | 7026 | 0
Central_PV-2 | 7027 | 0
Central_PV-2 | 7028 | 0
Central_PV-2 | 7029 | 0
Central_PV-2 | 7030 | 0
Central_PV-2 | 7031 | 0
Central_PV-2 | 7032 | 0
Central_PV-2 | 7033 | 0
Central_PV-2 | 7034 | 0
Central_PV-2 | 7035 | 0
Central_PV-2 | 7036 | 0
Central_PV-2 | 7037 | 0
Central_PV-2 | 7038 | 0
Central_PV-2 | 7039 | 0
Central_PV-2 | 7040 | 0.0738
Central_PV-2 | 7041 | 0.2502
Central_PV-2 | 7042 | 0.3852
Central_PV-2 | 7043 | 0.2403
Central_PV-2 | 7044 | 0.1863
Central_PV-2 | 7045 | 0.5643
Central_PV-2 | 7046 | 0.4635
Central_PV-2 | 7047 | 0.3852
Central_PV-2 | 7048 | 0.2376
Central_PV-2 | 7049 | 0.0423
Central_PV-2 | 7050 | 0
Central_PV-2 | 7051 | 0
Central_PV-2 | 7052 | 0
Central_PV-2 | 7053 | 0
Central_PV-2 | 7054 | 0
Central_PV-2 | 7055 | 0
Central_PV-2 | 7056 | 0
Central_PV-2 | 7057 | 0
Central_PV-2 | 7058 | 0
Central_PV-2 | 7059 | 0
Central_PV-2 | 7060 | 0
Central_PV-2 | 7061 | 0
Central_PV-2 | 7062 | 0
Central_PV-2 | 7063 | 0
Central_PV-2 | 7064 | 0.1314
Central_PV-2 | 7065 | 0.2871
Central_PV-2 | 7066 | 0.3699
Central_PV-2 | 7067 | 0.5157
Central_PV-2 | 7068 | 0.5553
Central_PV-2 | 7069 | 0.5562
Central_PV-2 | 7070 | 0.4491
Central_PV-2 | 7071 | 0.3825
Central_PV-2 | 7072 | 0.2205
Central_PV-2 | 7073 | 0.0441
Central_PV-2 | 7074 | 0
Central_PV-2 | 7075 | 0
Central_PV-2 | 7076 | 0
Central_PV-2 | 7077 | 0
Central_PV-2 | 7078 | 0
Central_PV-2 | 7079 | 0
Central_PV-2 | 7080 | 0
Central_PV-2 | 7081 | 0
Central_PV-2 | 7082 | 0
Central_PV-2 | 7083 | 0
Central_PV-2 | 7084 | 0
Central_PV-2 | 7085 | 0
Central_PV-2 | 7086 | 0
Central_PV-2 | 7087 | 0
Central_PV-2 | 7088 | 0.1053
Central_PV-2 | 7089 | 0.2718
Central_PV-2 | 7090 | 0.2655
Central_PV-2 | 7091 | 0.513
Central_PV-2 | 7092 | 0.4617
Central_PV-2 | 7093 | 0.2277
Central_PV-2 | 7094 | 0.4203
Central_PV-2 | 7095 | 0.2889
Central_PV-2 | 7096 | 0.1089
Central_PV-2 | 7097 | 0.0342
Central_PV-2 | 7098 | 0
Central_PV-2 | 7099 | 0
Central_PV-2 | 7100 | 0
Central_PV-2 | 7101 | 0
Central_PV-2 | 7102 | 0
Central_PV-2 | 7103 | 0
Central_PV-2 | 7104 | 0
Central_PV-2 | 7105 | 0
Central_PV-2 | 7106 | 0
Central_PV-2 | 7107 | 0
Central_PV-2 | 7108 | 0
Central_PV-2 | 7109 | 0
Central_PV-2 | 7110 | 0
Central_PV-2 | 7111 | 0
Central_PV-2 | 7112 | 0.072
Central_PV-2 | 7113 | 0.144
Central_PV-2 | 7114 | 0.1305
Central_PV-2 | 7115 | 0.4113
Central_PV-2 | 7116 | 0.4149
Central_PV-2 | 7117 | 0.3672
Central_PV-2 | 7118 | 0.2907
Central_PV-2 | 7119 | 0.2124
Central_PV-2 | 7120 | 0.1701
Central_PV-2 | 7121 | 0.018
Central_PV-2 | 7122 | 0
Central_PV-2 | 7123 | 0
Central_PV-2 | 7124 | 0
Central_PV-2 | 7125 | 0
Central_PV-2 | 7126 | 0
Central_PV-2 | 7127 | 0
Central_PV-2 | 7128 | 0
Central_PV-2 | 7129 | 0
Central_PV-2 | 7130 | 0
Central_PV-2 | 7131 | 0
Central_PV-2 | 7132 | 0
Central_PV-2 | 7133 | 0
Central_PV-2 | 7134 | 0
Central_PV-2 | 7135 | 0
Central_PV-2 | 7136 | 0.0441
Central_PV-2 | 7137 | 0.1413
Central_PV-2 | 7138 | 0.3591
Central_PV-2 | 7139 | 0.5247
Central_PV-2 | 7140 | 0.4851
Central_PV-2 | 7141 | 0.5166
Central_PV-2 | 7142 | 0.2124
Central_PV-2 | 7143 | 0.1017
Central_PV-2 | 7144 | 0.1548
Central_PV-2 | 7145 | 0.0351
Central_PV-2 | 7146 | 0
Central_PV-2 | 7147 | 0
Central_PV-2 | 7148 | 0
Central_PV-2 | 7149 | 0
Central_PV-2 | 7150 | 0
Central_PV-2 | 7151 | 0
Central_PV-2 | 7152 | 0
Central_PV-2 | 7153 | 0
Central_PV-2 | 7154 | 0
Central_PV-2 | 7155 | 0
Central_PV-2 | 7156 | 0
Central_PV-2 | 7157 | 0
Central_PV-2 | 7158 | 0
Central_PV-2 | 7159 | 0
Central_PV-2 | 7160 | 0.0774
Central_PV-2 | 7161 | 0.2151
Central_PV-2 | 7162 | 0.3807
Central_PV-2 | 7163 | 0.4149
Central_PV-2 | 7164 | 0.3537
Central_PV-2 | 7165 | 0.5121
Central_PV-2 | 7166 | 0.4437
Central_PV-2 | 7167 | 0.369
Central_PV-2 | 7168 | 0.1692
Central_PV-2 | 7169 | 0.0369
Central_PV-2 | 7170 | 0
Central_PV-2 | 7171 | 0
Central_PV-2 | 7172 | 0
Central_PV-2 | 7173 | 0
Central_PV-2 | 7174 | 0
Central_PV-2 | 7175 | 0
Central_PV-2 | 7176 | 0
Central_PV-2 | 7177 | 0
Central_PV-2 | 7178 | 0
Central_PV-2 | 7179 | 0
Central_PV-2 | 7180 | 0
Central_PV-2 | 7181 | 0
Central_PV-2 | 7182 | 0
Central_PV-2 | 7183 | 0
Central_PV-2 | 7184 | 0.1053
Central_PV-2 | 7185 | 0.2718
Central_PV-2 | 7186 | 0.405
Central_PV-2 | 7187 | 0.4725
Central_PV-2 | 7188 | 0.549
Central_PV-2 | 7189 | 0.4779
Central_PV-2 | 7190 | 0.4608
Central_PV-2 | 7191 | 0.3609
Central_PV-2 | 7192 | 0.2088
Central_PV-2 | 7193 | 0.0342
Central_PV-2 | 7194 | 0
Central_PV-2 | 7195 | 0
Central_PV-2 | 7196 | 0
Central_PV-2 | 7197 | 0
Central_PV-2 | 7198 | 0
Central_PV-2 | 7199 | 0
Central_PV-2 | 7200 | 0
Central_PV-2 | 7201 | 0
Central_PV-2 | 7202 | 0
Central_PV-2 | 7203 | 0
Central_PV-2 | 7204 | 0
Central_PV-2 | 7205 | 0
Central_PV-2 | 7206 | 0
Central_PV-2 | 7207 | 0
Central_PV-2 | 7208 | 0.0909
Central_PV-2 | 7209 | 0.234
Central_PV-2 | 7210 | 0.3492
Central_PV-2 | 7211 | 0.4581
Central_PV-2 | 7212 | 0.4923
Central_PV-2 | 7213 | 0.4707
Central_PV-2 | 7214 | 0.4113
Central_PV-2 | 7215 | 0.3096
Central_PV-2 | 7216 | 0.1665
Central_PV-2 | 7217 | 0.0324
Central_PV-2 | 7218 | 0
Central_PV-2 | 7219 | 0
Central_PV-2 | 7220 | 0
Central_PV-2 | 7221 | 0
Central_PV-2 | 7222 | 0
Central_PV-2 | 7223 | 0
Central_PV-2 | 7224 | 0
Central_PV-2 | 7225 | 0
Central_PV-2 | 7226 | 0
Central_PV-2 | 7227 | 0
Central_PV-2 | 7228 | 0
Central_PV-2 | 7229 | 0
Central_PV-2 | 7230 | 0
Central_PV-2 | 7231 | 0
Central_PV-2 | 7232 | 0.1098
Central_PV-2 | 7233 | 0.2628
Central_PV-2 | 7234 | 0.3924
Central_PV-2 | 7235 | 0.4437
Central_PV-2 | 7236 | 0.4275
Central_PV-2 | 7237 | 0.4158
Central_PV-2 | 7238 | 0.414
Central_PV-2 | 7239 | 0.3357
Central_PV-2 | 7240 | 0.2043
Central_PV-2 | 7241 | 0.0306
Central_PV-2 | 7242 | 0
Central_PV-2 | 7243 | 0
Central_PV-2 | 7244 | 0
Central_PV-2 | 7245 | 0
Central_PV-2 | 7246 | 0
Central_PV-2 | 7247 | 0
Central_PV-2 | 7248 | 0
Central_PV-2 | 7249 | 0
Central_PV-2 | 7250 | 0
Central_PV-2 | 7251 | 0
Central_PV-2 | 7252 | 0
Central_PV-2 | 7253 | 0
Central_PV-2 | 7254 | 0
Central_PV-2 | 7255 | 0
Central_PV-2 | 7256 | 0.1053
Central_PV-2 | 7257 | 0.2592
Central_PV-2 | 7258 | 0.3357
Central_PV-2 | 7259 | 0.4347
Central_PV-2 | 7260 | 0.5292
Central_PV-2 | 7261 | 0.513
Central_PV-2 | 7262 | 0.387
Central_PV-2 | 7263 | 0.3105
Central_PV-2 | 7264 | 0.18
Central_PV-2 | 7265 | 0.0297
Central_PV-2 | 7266 | 0
Central_PV-2 | 7267 | 0
Central_PV-2 | 7268 | 0
Central_PV-2 | 7269 | 0
Central_PV-2 | 7270 | 0
Central_PV-2 | 7271 | 0
Central_PV-2 | 7272 | 0
Central_PV-2 | 7273 | 0
Central_PV-2 | 7274 | 0
Central_PV-2 | 7275 | 0
Central_PV-2 | 7276 | 0
Central_PV-2 | 7277 | 0
Central_PV-2 | 7278 | 0
Central_PV-2 | 7279 | 0
Central_PV-2 | 7280 | 0.0612
Central_PV-2 | 7281 | 0.2709
Central_PV-2 | 7282 | 0.4041
Central_PV-2 | 7283 | 0.4428
Central_PV-2 | 7284 | 0.4644
Central_PV-2 | 7285 | 0.4923
Central_PV-2 | 7286 | 0.4149
Central_PV-2 | 7287 | 0.2736
Central_PV-2 | 7288 | 0.1989
Central_PV-2 | 7289 | 0.0261
Central_PV-2 | 7290 | 0
Central_PV-2 | 7291 | 0
Central_PV-2 | 7292 | 0
Central_PV-2 | 7293 | 0
Central_PV-2 | 7294 | 0
Central_PV-2 | 7295 | 0
Central_PV-2 | 7296 | 0
Central_PV-2 | 7297 | 0
Central_PV-2 | 7298 | 0
Central_PV-2 | 7299 | 0
Central_PV-2 | 7300 | 0
Central_PV-2 | 7301 | 0
Central_PV-2 | 7302 | 0
Central_PV-2 | 7303 | 0
Central_PV-2 | 7304 | 0.0558
Central_PV-2 | 7305 | 0.1161
Central_PV-2 | 7306 | 0.1053
Central_PV-2 | 7307 | 0.1917
Central_PV-2 | 7308 | 0.2682
Central_PV-2 | 7309 | 0.1242
Central_PV-2 | 7310 | 0.144
Central_PV-2 | 7311 | 0.1107
Central_PV-2 | 7312 | 0.054
Central_PV-2 | 7313 | 0.0171
Central_PV-2 | 7314 | 0
Central_PV-2 | 7315 | 0
Central_PV-2 | 7316 | 0
Central_PV-2 | 7317 | 0
Central_PV-2 | 7318 | 0
Central_PV-2 | 7319 | 0
Central_PV-2 | 7320 | 0
Central_PV-2 | 7321 | 0
Central_PV-2 | 7322 | 0
Central_PV-2 | 7323 | 0
Central_PV-2 | 7324 | 0
Central_PV-2 | 7325 | 0
Central_PV-2 | 7326 | 0
Central_PV-2 | 7327 | 0
Central_PV-2 | 7328 | 0.1053
Central_PV-2 | 7329 | 0.2601
Central_PV-2 | 7330 | 0.3987
Central_PV-2 | 7331 | 0.4392
Central_PV-2 | 7332 | 0.5346
Central_PV-2 | 7333 | 0.5157
Central_PV-2 | 7334 | 0.4554
Central_PV-2 | 7335 | 0.2421
Central_PV-2 | 7336 | 0.1989
Central_PV-2 | 7337 | 0.0261
Central_PV-2 | 7338 | 0
Central_PV-2 | 7339 | 0
Central_PV-2 | 7340 | 0
Central_PV-2 | 7341 | 0
Central_PV-2 | 7342 | 0
Central_PV-2 | 7343 | 0
Central_PV-2 | 7344 | 0
Central_PV-2 | 7345 | 0
Central_PV-2 | 7346 | 0
Central_PV-2 | 7347 | 0
Central_PV-2 | 7348 | 0
Central_PV-2 | 7349 | 0
Central_PV-2 | 7350 | 0
Central_PV-2 | 7351 | 0
Central_PV-2 | 7352 | 0.0927
Central_PV-2 | 7353 | 0.2601
Central_PV-2 | 7354 | 0.3987
Central_PV-2 | 7355 | 0.4842
Central_PV-2 | 7356 | 0.5139
Central_PV-2 | 7357 | 0.4716
Central_PV-2 | 7358 | 0.4446
Central_PV-2 | 7359 | 0.3105
Central_PV-2 | 7360 | 0.1053
Central_PV-2 | 7361 | 0.0216
Central_PV-2 | 7362 | 0
Central_PV-2 | 7363 | 0
Central_PV-2 | 7364 | 0
Central_PV-2 | 7365 | 0
Central_PV-2 | 7366 | 0
Central_PV-2 | 7367 | 0
Central_PV-2 | 7368 | 0
Central_PV-2 | 7369 | 0
Central_PV-2 | 7370 | 0
Central_PV-2 | 7371 | 0
Central_PV-2 | 7372 | 0
Central_PV-2 | 7373 | 0
Central_PV-2 | 7374 | 0
Central_PV-2 | 7375 | 0
Central_PV-2 | 7376 | 0.0972
Central_PV-2 | 7377 | 0.2511
Central_PV-2 | 7378 | 0.2151
Central_PV-2 | 7379 | 0.4869
Central_PV-2 | 7380 | 0.5076
Central_PV-2 | 7381 | 0.4284
Central_PV-2 | 7382 | 0.3717
Central_PV-2 | 7383 | 0.2763
Central_PV-2 | 7384 | 0.1701
Central_PV-2 | 7385 | 0.0216
Central_PV-2 | 7386 | 0
Central_PV-2 | 7387 | 0
Central_PV-2 | 7388 | 0
Central_PV-2 | 7389 | 0
Central_PV-2 | 7390 | 0
Central_PV-2 | 7391 | 0
Central_PV-2 | 7392 | 0
Central_PV-2 | 7393 | 0
Central_PV-2 | 7394 | 0
Central_PV-2 | 7395 | 0
Central_PV-2 | 7396 | 0
Central_PV-2 | 7397 | 0
Central_PV-2 | 7398 | 0
Central_PV-2 | 7399 | 0
Central_PV-2 | 7400 | 0.0837
Central_PV-2 | 7401 | 0.2466
Central_PV-2 | 7402 | 0.369
Central_PV-2 | 7403 | 0.4707
Central_PV-2 | 7404 | 0.5184
Central_PV-2 | 7405 | 0.5049
Central_PV-2 | 7406 | 0.432
Central_PV-2 | 7407 | 0.3051
Central_PV-2 | 7408 | 0.1791
Central_PV-2 | 7409 | 0.0216
Central_PV-2 | 7410 | 0
Central_PV-2 | 7411 | 0
Central_PV-2 | 7412 | 0
Central_PV-2 | 7413 | 0
Central_PV-2 | 7414 | 0
Central_PV-2 | 7415 | 0
Central_PV-2 | 7416 | 0
Central_PV-2 | 7417 | 0
Central_PV-2 | 7418 | 0
Central_PV-2 | 7419 | 0
Central_PV-2 | 7420 | 0
Central_PV-2 | 7421 | 0
Central_PV-2 | 7422 | 0
Central_PV-2 | 7423 | 0
Central_PV-2 | 7424 | 0.0855
Central_PV-2 | 7425 | 0.2358
Central_PV-2 | 7426 | 0.3699
Central_PV-2 | 7427 | 0.4851
Central_PV-2 | 7428 | 0.5301
Central_PV-2 | 7429 | 0.4878
Central_PV-2 | 7430 | 0.387
Central_PV-2 | 7431 | 0.2727
Central_PV-2 | 7432 | 0.1764
Central_PV-2 | 7433 | 0.0207
Central_PV-2 | 7434 | 0
Central_PV-2 | 7435 | 0
Central_PV-2 | 7436 | 0
Central_PV-2 | 7437 | 0
Central_PV-2 | 7438 | 0
Central_PV-2 | 7439 | 0
Central_PV-2 | 7440 | 0
Central_PV-2 | 7441 | 0
Central_PV-2 | 7442 | 0
Central_PV-2 | 7443 | 0
Central_PV-2 | 7444 | 0
Central_PV-2 | 7445 | 0
Central_PV-2 | 7446 | 0
Central_PV-2 | 7447 | 0
Central_PV-2 | 7448 | 0.0756
Central_PV-2 | 7449 | 0.2394
Central_PV-2 | 7450 | 0.2664
Central_PV-2 | 7451 | 0.4212
Central_PV-2 | 7452 | 0.4707
Central_PV-2 | 7453 | 0.4887
Central_PV-2 | 7454 | 0.4239
Central_PV-2 | 7455 | 0.2943
Central_PV-2 | 7456 | 0.1458
Central_PV-2 | 7457 | 0.018
Central_PV-2 | 7458 | 0
Central_PV-2 | 7459 | 0
Central_PV-2 | 7460 | 0
Central_PV-2 | 7461 | 0
Central_PV-2 | 7462 | 0
Central_PV-2 | 7463 | 0
Central_PV-2 | 7464 | 0
Central_PV-2 | 7465 | 0
Central_PV-2 | 7466 | 0
Central_PV-2 | 7467 | 0
Central_PV-2 | 7468 | 0
Central_PV-2 | 7469 | 0
Central_PV-2 | 7470 | 0
Central_PV-2 | 7471 | 0
Central_PV-2 | 7472 | 0.0774
Central_PV-2 | 7473 | 0.2349
Central_PV-2 | 7474 | 0.3168
Central_PV-2 | 7475 | 0.4122
Central_PV-2 | 7476 | 0.441
Central_PV-2 | 7477 | 0.3987
Central_PV-2 | 7478 | 0.369
Central_PV-2 | 7479 | 0.2187
Central_PV-2 | 7480 | 0.1647
Central_PV-2 | 7481 | 0.018
Central_PV-2 | 7482 | 0
Central_PV-2 | 7483 | 0
Central_PV-2 | 7484 | 0
Central_PV-2 | 7485 | 0
Central_PV-2 | 7486 | 0
Central_PV-2 | 7487 | 0
Central_PV-2 | 7488 | 0
Central_PV-2 | 7489 | 0
Central_PV-2 | 7490 | 0
Central_PV-2 | 7491 | 0
Central_PV-2 | 7492 | 0
Central_PV-2 | 7493 | 0
Central_PV-2 | 7494 | 0
Central_PV-2 | 7495 | 0
Central_PV-2 | 7496 | 0.0702
Central_PV-2 | 7497 | 0.2322
Central_PV-2 | 7498 | 0.3663
Central_PV-2 | 7499 | 0.4527
Central_PV-2 | 7500 | 0.4959
Central_PV-2 | 7501 | 0.4878
Central_PV-2 | 7502 | 0.4284
Central_PV-2 | 7503 | 0.3195
Central_PV-2 | 7504 | 0.1782
Central_PV-2 | 7505 | 0.0171
Central_PV-2 | 7506 | 0
Central_PV-2 | 7507 | 0
Central_PV-2 | 7508 | 0
Central_PV-2 | 7509 | 0
Central_PV-2 | 7510 | 0
Central_PV-2 | 7511 | 0
Central_PV-2 | 7512 | 0
Central_PV-2 | 7513 | 0
Central_PV-2 | 7514 | 0
Central_PV-2 | 7515 | 0
Central_PV-2 | 7516 | 0
Central_PV-2 | 7517 | 0
Central_PV-2 | 7518 | 0
Central_PV-2 | 7519 | 0
Central_PV-2 | 7520 | 0.0504
Central_PV-2 | 7521 | 0.1422
Central_PV-2 | 7522 | 0.2574
Central_PV-2 | 7523 | 0.1467
Central_PV-2 | 7524 | 0.243
Central_PV-2 | 7525 | 0.306
Central_PV-2 | 7526 | 0.3429
Central_PV-2 | 7527 | 0.2952
Central_PV-2 | 7528 | 0.0837
Central_PV-2 | 7529 | 0.0153
Central_PV-2 | 7530 | 0
Central_PV-2 | 7531 | 0
Central_PV-2 | 7532 | 0
Central_PV-2 | 7533 | 0
Central_PV-2 | 7534 | 0
Central_PV-2 | 7535 | 0
Central_PV-2 | 7536 | 0
Central_PV-2 | 7537 | 0
Central_PV-2 | 7538 | 0
Central_PV-2 | 7539 | 0
Central_PV-2 | 7540 | 0
Central_PV-2 | 7541 | 0
Central_PV-2 | 7542 | 0
Central_PV-2 | 7543 | 0
Central_PV-2 | 7544 | 0.0585
Central_PV-2 | 7545 | 0.1908
Central_PV-2 | 7546 | 0.3078
Central_PV-2 | 7547 | 0.2385
Central_PV-2 | 7548 | 0.3132
Central_PV-2 | 7549 | 0.2736
Central_PV-2 | 7550 | 0.1953
Central_PV-2 | 7551 | 0.2412
Central_PV-2 | 7552 | 0.0747
Central_PV-2 | 7553 | 0.0144
Central_PV-2 | 7554 | 0
Central_PV-2 | 7555 | 0
Central_PV-2 | 7556 | 0
Central_PV-2 | 7557 | 0
Central_PV-2 | 7558 | 0
Central_PV-2 | 7559 | 0
Central_PV-2 | 7560 | 0
Central_PV-2 | 7561 | 0
Central_PV-2 | 7562 | 0
Central_PV-2 | 7563 | 0
Central_PV-2 | 7564 | 0
Central_PV-2 | 7565 | 0
Central_PV-2 | 7566 | 0
Central_PV-2 | 7567 | 0
Central_PV-2 | 7568 | 0.0297
Central_PV-2 | 7569 | 0.1044
Central_PV-2 | 7570 | 0.0873
Central_PV-2 | 7571 | 0.1458
Central_PV-2 | 7572 | 0.1476
Central_PV-2 | 7573 | 0.1098
Central_PV-2 | 7574 | 0.1629
Central_PV-2 | 7575 | 0.2007
Central_PV-2 | 7576 | 0.0837
Central_PV-2 | 7577 | 0.0126
Central_PV-2 | 7578 | 0
Central_PV-2 | 7579 | 0
Central_PV-2 | 7580 | 0
Central_PV-2 | 7581 | 0
Central_PV-2 | 7582 | 0
Central_PV-2 | 7583 | 0
Central_PV-2 | 7584 | 0
Central_PV-2 | 7585 | 0
Central_PV-2 | 7586 | 0
Central_PV-2 | 7587 | 0
Central_PV-2 | 7588 | 0
Central_PV-2 | 7589 | 0
Central_PV-2 | 7590 | 0
Central_PV-2 | 7591 | 0
Central_PV-2 | 7592 | 0.0531
Central_PV-2 | 7593 | 0.1809
Central_PV-2 | 7594 | 0.3339
Central_PV-2 | 7595 | 0.432
Central_PV-2 | 7596 | 0.4401
Central_PV-2 | 7597 | 0.4284
Central_PV-2 | 7598 | 0.3186
Central_PV-2 | 7599 | 0.2979
Central_PV-2 | 7600 | 0.0585
Central_PV-2 | 7601 | 0.0126
Central_PV-2 | 7602 | 0
Central_PV-2 | 7603 | 0
Central_PV-2 | 7604 | 0
Central_PV-2 | 7605 | 0
Central_PV-2 | 7606 | 0
Central_PV-2 | 7607 | 0
Central_PV-2 | 7608 | 0
Central_PV-2 | 7609 | 0
Central_PV-2 | 7610 | 0
Central_PV-2 | 7611 | 0
Central_PV-2 | 7612 | 0
Central_PV-2 | 7613 | 0
Central_PV-2 | 7614 | 0
Central_PV-2 | 7615 | 0
Central_PV-2 | 7616 | 0.0567
Central_PV-2 | 7617 | 0.2079
Central_PV-2 | 7618 | 0.3303
Central_PV-2 | 7619 | 0.4275
Central_PV-2 | 7620 | 0.4725
Central_PV-2 | 7621 | 0.4653
Central_PV-2 | 7622 | 0.405
Central_PV-2 | 7623 | 0.2979
Central_PV-2 | 7624 | 0.054
Central_PV-2 | 7625 | 0.0108
Central_PV-2 | 7626 | 0
Central_PV-2 | 7627 | 0
Central_PV-2 | 7628 | 0
Central_PV-2 | 7629 | 0
Central_PV-2 | 7630 | 0
Central_PV-2 | 7631 | 0
Central_PV-2 | 7632 | 0
Central_PV-2 | 7633 | 0
Central_PV-2 | 7634 | 0
Central_PV-2 | 7635 | 0
Central_PV-2 | 7636 | 0
Central_PV-2 | 7637 | 0
Central_PV-2 | 7638 | 0
Central_PV-2 | 7639 | 0
Central_PV-2 | 7640 | 0.0531
Central_PV-2 | 7641 | 0.2052
Central_PV-2 | 7642 | 0.3006
Central_PV-2 | 7643 | 0.4149
Central_PV-2 | 7644 | 0.4689
Central_PV-2 | 7645 | 0.4662
Central_PV-2 | 7646 | 0.3942
Central_PV-2 | 7647 | 0.2934
Central_PV-2 | 7648 | 0.054
Central_PV-2 | 7649 | 0.009
Central_PV-2 | 7650 | 0
Central_PV-2 | 7651 | 0
Central_PV-2 | 7652 | 0
Central_PV-2 | 7653 | 0
Central_PV-2 | 7654 | 0
Central_PV-2 | 7655 | 0
Central_PV-2 | 7656 | 0
Central_PV-2 | 7657 | 0
Central_PV-2 | 7658 | 0
Central_PV-2 | 7659 | 0
Central_PV-2 | 7660 | 0
Central_PV-2 | 7661 | 0
Central_PV-2 | 7662 | 0
Central_PV-2 | 7663 | 0
Central_PV-2 | 7664 | 0.0495
Central_PV-2 | 7665 | 0.2034
Central_PV-2 | 7666 | 0.3294
Central_PV-2 | 7667 | 0.3321
Central_PV-2 | 7668 | 0.4383
Central_PV-2 | 7669 | 0.4581
Central_PV-2 | 7670 | 0.3942
Central_PV-2 | 7671 | 0.2907
Central_PV-2 | 7672 | 0.0558
Central_PV-2 | 7673 | 0
Central_PV-2 | 7674 | 0
Central_PV-2 | 7675 | 0
Central_PV-2 | 7676 | 0
Central_PV-2 | 7677 | 0
Central_PV-2 | 7678 | 0
Central_PV-2 | 7679 | 0
Central_PV-2 | 7680 | 0
Central_PV-2 | 7681 | 0
Central_PV-2 | 7682 | 0
Central_PV-2 | 7683 | 0
Central_PV-2 | 7684 | 0
Central_PV-2 | 7685 | 0
Central_PV-2 | 7686 | 0
Central_PV-2 | 7687 | 0
Central_PV-2 | 7688 | 0.0477
Central_PV-2 | 7689 | 0.1989
Central_PV-2 | 7690 | 0.3294
Central_PV-2 | 7691 | 0.405
Central_PV-2 | 7692 | 0.4446
Central_PV-2 | 7693 | 0.396
Central_PV-2 | 7694 | 0.2232
Central_PV-2 | 7695 | 0.243
Central_PV-2 | 7696 | 0.0603
Central_PV-2 | 7697 | 0
Central_PV-2 | 7698 | 0
Central_PV-2 | 7699 | 0
Central_PV-2 | 7700 | 0
Central_PV-2 | 7701 | 0
Central_PV-2 | 7702 | 0
Central_PV-2 | 7703 | 0
Central_PV-2 | 7704 | 0
Central_PV-2 | 7705 | 0
Central_PV-2 | 7706 | 0
Central_PV-2 | 7707 | 0
Central_PV-2 | 7708 | 0
Central_PV-2 | 7709 | 0
Central_PV-2 | 7710 | 0
Central_PV-2 | 7711 | 0
Central_PV-2 | 7712 | 0.0459
Central_PV-2 | 7713 | 0.1962
Central_PV-2 | 7714 | 0.3267
Central_PV-2 | 7715 | 0.414
Central_PV-2 | 7716 | 0.4572
Central_PV-2 | 7717 | 0.4572
Central_PV-2 | 7718 | 0.3897
Central_PV-2 | 7719 | 0.2772
Central_PV-2 | 7720 | 0.0459
Central_PV-2 | 7721 | 0
Central_PV-2 | 7722 | 0
Central_PV-2 | 7723 | 0
Central_PV-2 | 7724 | 0
Central_PV-2 | 7725 | 0
Central_PV-2 | 7726 | 0
Central_PV-2 | 7727 | 0
Central_PV-2 | 7728 | 0
Central_PV-2 | 7729 | 0
Central_PV-2 | 7730 | 0
Central_PV-2 | 7731 | 0
Central_PV-2 | 7732 | 0
Central_PV-2 | 7733 | 0
Central_PV-2 | 7734 | 0
Central_PV-2 | 7735 | 0
Central_PV-2 | 7736 | 0.0387
Central_PV-2 | 7737 | 0.189
Central_PV-2 | 7738 | 0.3168
Central_PV-2 | 7739 | 0.3978
Central_PV-2 | 7740 | 0.4464
Central_PV-2 | 7741 | 0.4446
Central_PV-2 | 7742 | 0.3213
Central_PV-2 | 7743 | 0.2574
Central_PV-2 | 7744 | 0.0657
Central_PV-2 | 7745 | 0
Central_PV-2 | 7746 | 0
Central_PV-2 | 7747 | 0
Central_PV-2 | 7748 | 0
Central_PV-2 | 7749 | 0
Central_PV-2 | 7750 | 0
Central_PV-2 | 7751 | 0
Central_PV-2 | 7752 | 0
Central_PV-2 | 7753 | 0
Central_PV-2 | 7754 | 0
Central_PV-2 | 7755 | 0
Central_PV-2 | 7756 | 0
Central_PV-2 | 7757 | 0
Central_PV-2 | 7758 | 0
Central_PV-2 | 7759 | 0
Central_PV-2 | 7760 | 0.0225
Central_PV-2 | 7761 | 0.0891
Central_PV-2 | 7762 | 0.0279
Central_PV-2 | 7763 | 0.0387
Central_PV-2 | 7764 | 0.0405
Central_PV-2 | 7765 | 0.1035
Central_PV-2 | 7766 | 0.0495
Central_PV-2 | 7767 | 0.0252
Central_PV-2 | 7768 | 0.0126
Central_PV-2 | 7769 | 0
Central_PV-2 | 7770 | 0
Central_PV-2 | 7771 | 0
Central_PV-2 | 7772 | 0
Central_PV-2 | 7773 | 0
Central_PV-2 | 7774 | 0
Central_PV-2 | 7775 | 0
Central_PV-2 | 7776 | 0
Central_PV-2 | 7777 | 0
Central_PV-2 | 7778 | 0
Central_PV-2 | 7779 | 0
Central_PV-2 | 7780 | 0
Central_PV-2 | 7781 | 0
Central_PV-2 | 7782 | 0
Central_PV-2 | 7783 | 0
Central_PV-2 | 7784 | 0.0414
Central_PV-2 | 7785 | 0.099
Central_PV-2 | 7786 | 0.1269
Central_PV-2 | 7787 | 0.0576
Central_PV-2 | 7788 | 0.0882
Central_PV-2 | 7789 | 0.0396
Central_PV-2 | 7790 | 0.0477
Central_PV-2 | 7791 | 0.1116
Central_PV-2 | 7792 | 0.0756
Central_PV-2 | 7793 | 0
Central_PV-2 | 7794 | 0
Central_PV-2 | 7795 | 0
Central_PV-2 | 7796 | 0
Central_PV-2 | 7797 | 0
Central_PV-2 | 7798 | 0
Central_PV-2 | 7799 | 0
Central_PV-2 | 7800 | 0
Central_PV-2 | 7801 | 0
Central_PV-2 | 7802 | 0
Central_PV-2 | 7803 | 0
Central_PV-2 | 7804 | 0
Central_PV-2 | 7805 | 0
Central_PV-2 | 7806 | 0
Central_PV-2 | 7807 | 0
Central_PV-2 | 7808 | 0.0243
Central_PV-2 | 7809 | 0.1422
Central_PV-2 | 7810 | 0.2403
Central_PV-2 | 7811 | 0.3231
Central_PV-2 | 7812 | 0.432
Central_PV-2 | 7813 | 0.4194
Central_PV-2 | 7814 | 0.3663
Central_PV-2 | 7815 | 0.2448
Central_PV-2 | 7816 | 0.0747
Central_PV-2 | 7817 | 0
Central_PV-2 | 7818 | 0
Central_PV-2 | 7819 | 0
Central_PV-2 | 7820 | 0
Central_PV-2 | 7821 | 0
Central_PV-2 | 7822 | 0
Central_PV-2 | 7823 | 0
Central_PV-2 | 7824 | 0
Central_PV-2 | 7825 | 0
Central_PV-2 | 7826 | 0
Central_PV-2 | 7827 | 0
Central_PV-2 | 7828 | 0
Central_PV-2 | 7829 | 0
Central_PV-2 | 7830 | 0
Central_PV-2 | 7831 | 0
Central_PV-2 | 7832 | 0.0333
Central_PV-2 | 7833 | 0.0162
Central_PV-2 | 7834 | 0.0486
Central_PV-2 | 7835 | 0.0351
Central_PV-2 | 7836 | 0.0882
Central_PV-2 | 7837 | 0.3105
Central_PV-2 | 7838 | 0.1206
Central_PV-2 | 7839 | 0.1476
Central_PV-2 | 7840 | 0.0558
Central_PV-2 | 7841 | 0
Central_PV-2 | 7842 | 0
Central_PV-2 | 7843 | 0
Central_PV-2 | 7844 | 0
Central_PV-2 | 7845 | 0
Central_PV-2 | 7846 | 0
Central_PV-2 | 7847 | 0
Central_PV-2 | 7848 | 0
Central_PV-2 | 7849 | 0
Central_PV-2 | 7850 | 0
Central_PV-2 | 7851 | 0
Central_PV-2 | 7852 | 0
Central_PV-2 | 7853 | 0
Central_PV-2 | 7854 | 0
Central_PV-2 | 7855 | 0
Central_PV-2 | 7856 | 0.0207
Central_PV-2 | 7857 | 0.108
Central_PV-2 | 7858 | 0.027
Central_PV-2 | 7859 | 0.0468
Central_PV-2 | 7860 | 0.1701
Central_PV-2 | 7861 | 0.2106
Central_PV-2 | 7862 | 0.1404
Central_PV-2 | 7863 | 0.1044
Central_PV-2 | 7864 | 0.0549
Central_PV-2 | 7865 | 0
Central_PV-2 | 7866 | 0
Central_PV-2 | 7867 | 0
Central_PV-2 | 7868 | 0
Central_PV-2 | 7869 | 0
Central_PV-2 | 7870 | 0
Central_PV-2 | 7871 | 0
Central_PV-2 | 7872 | 0
Central_PV-2 | 7873 | 0
Central_PV-2 | 7874 | 0
Central_PV-2 | 7875 | 0
Central_PV-2 | 7876 | 0
Central_PV-2 | 7877 | 0
Central_PV-2 | 7878 | 0
Central_PV-2 | 7879 | 0
Central_PV-2 | 7880 | 0.0207
Central_PV-2 | 7881 | 0.1071
Central_PV-2 | 7882 | 0.2691
Central_PV-2 | 7883 | 0.333
Central_PV-2 | 7884 | 0.3213
Central_PV-2 | 7885 | 0.378
Central_PV-2 | 7886 | 0.1827
Central_PV-2 | 7887 | 0.1305
Central_PV-2 | 7888 | 0.0405
Central_PV-2 | 7889 | 0
Central_PV-2 | 7890 | 0
Central_PV-2 | 7891 | 0
Central_PV-2 | 7892 | 0
Central_PV-2 | 7893 | 0
Central_PV-2 | 7894 | 0
Central_PV-2 | 7895 | 0
Central_PV-2 | 7896 | 0
Central_PV-2 | 7897 | 0
Central_PV-2 | 7898 | 0
Central_PV-2 | 7899 | 0
Central_PV-2 | 7900 | 0
Central_PV-2 | 7901 | 0
Central_PV-2 | 7902 | 0
Central_PV-2 | 7903 | 0
Central_PV-2 | 7904 | 0.0171
Central_PV-2 | 7905 | 0.1404
Central_PV-2 | 7906 | 0.2727
Central_PV-2 | 7907 | 0.3726
Central_PV-2 | 7908 | 0.4266
Central_PV-2 | 7909 | 0.4239
Central_PV-2 | 7910 | 0.3627
Central_PV-2 | 7911 | 0.2646
Central_PV-2 | 7912 | 0.0531
Central_PV-2 | 7913 | 0
Central_PV-2 | 7914 | 0
Central_PV-2 | 7915 | 0
Central_PV-2 | 7916 | 0
Central_PV-2 | 7917 | 0
Central_PV-2 | 7918 | 0
Central_PV-2 | 7919 | 0
Central_PV-2 | 7920 | 0
Central_PV-2 | 7921 | 0
Central_PV-2 | 7922 | 0
Central_PV-2 | 7923 | 0
Central_PV-2 | 7924 | 0
Central_PV-2 | 7925 | 0
Central_PV-2 | 7926 | 0
Central_PV-2 | 7927 | 0
Central_PV-2 | 7928 | 0.0234
Central_PV-2 | 7929 | 0.1638
Central_PV-2 | 7930 | 0.2943
Central_PV-2 | 7931 | 0.3834
Central_PV-2 | 7932 | 0.4275
Central_PV-2 | 7933 | 0.4275
Central_PV-2 | 7934 | 0.3618
Central_PV-2 | 7935 | 0.2655
Central_PV-2 | 7936 | 0.0522
Central_PV-2 | 7937 | 0
Central_PV-2 | 7938 | 0
Central_PV-2 | 7939 | 0
Central_PV-2 | 7940 | 0
Central_PV-2 | 7941 | 0
Central_PV-2 | 7942 | 0
Central_PV-2 | 7943 | 0
Central_PV-2 | 7944 | 0
Central_PV-2 | 7945 | 0
Central_PV-2 | 7946 | 0
Central_PV-2 | 7947 | 0
Central_PV-2 | 7948 | 0
Central_PV-2 | 7949 | 0
Central_PV-2 | 7950 | 0
Central_PV-2 | 7951 | 0
Central_PV-2 | 7952 | 0.0207
Central_PV-2 | 7953 | 0.1512
Central_PV-2 | 7954 | 0.1341
Central_PV-2 | 7955 | 0.2232
Central_PV-2 | 7956 | 0.3987
Central_PV-2 | 7957 | 0.4032
Central_PV-2 | 7958 | 0.1737
Central_PV-2 | 7959 | 0.1449
Central_PV-2 | 7960 | 0.0495
Central_PV-2 | 7961 | 0
Central_PV-2 | 7962 | 0
Central_PV-2 | 7963 | 0
Central_PV-2 | 7964 | 0
Central_PV-2 | 7965 | 0
Central_PV-2 | 7966 | 0
Central_PV-2 | 7967 | 0
Central_PV-2 | 7968 | 0
Central_PV-2 | 7969 | 0
Central_PV-2 | 7970 | 0
Central_PV-2 | 7971 | 0
Central_PV-2 | 7972 | 0
Central_PV-2 | 7973 | 0
Central_PV-2 | 7974 | 0
Central_PV-2 | 7975 | 0
Central_PV-2 | 7976 | 0.0189
Central_PV-2 | 7977 | 0.1404
Central_PV-2 | 7978 | 0.2817
Central_PV-2 | 7979 | 0.3537
Central_PV-2 | 7980 | 0.3636
Central_PV-2 | 7981 | 0.414
Central_PV-2 | 7982 | 0.3564
Central_PV-2 | 7983 | 0.2583
Central_PV-2 | 7984 | 0.0531
Central_PV-2 | 7985 | 0
Central_PV-2 | 7986 | 0
Central_PV-2 | 7987 | 0
Central_PV-2 | 7988 | 0
Central_PV-2 | 7989 | 0
Central_PV-2 | 7990 | 0
Central_PV-2 | 7991 | 0
Central_PV-2 | 7992 | 0
Central_PV-2 | 7993 | 0
Central_PV-2 | 7994 | 0
Central_PV-2 | 7995 | 0
Central_PV-2 | 7996 | 0
Central_PV-2 | 7997 | 0
Central_PV-2 | 7998 | 0
Central_PV-2 | 7999 | 0
Central_PV-2 | 8000 | 0.0189
Central_PV-2 | 8001 | 0.1611
Central_PV-2 | 8002 | 0.2781
Central_PV-2 | 8003 | 0.3357
Central_PV-2 | 8004 | 0.4131
Central_PV-2 | 8005 | 0.4167
Central_PV-2 | 8006 | 0.3708
Central_PV-2 | 8007 | 0.2655
Central_PV-2 | 8008 | 0.0522
Central_PV-2 | 8009 | 0
Central_PV-2 | 8010 | 0
Central_PV-2 | 8011 | 0
Central_PV-2 | 8012 | 0
Central_PV-2 | 8013 | 0
Central_PV-2 | 8014 | 0
Central_PV-2 | 8015 | 0
Central_PV-2 | 8016 | 0
Central_PV-2 | 8017 | 0
Central_PV-2 | 8018 | 0
Central_PV-2 | 8019 | 0
Central_PV-2 | 8020 | 0
Central_PV-2 | 8021 | 0
Central_PV-2 | 8022 | 0
Central_PV-2 | 8023 | 0
Central_PV-2 | 8024 | 0.0027
Central_PV-2 | 8025 | 0.1485
Central_PV-2 | 8026 | 0.2727
Central_PV-2 | 8027 | 0.3879
Central_PV-2 | 8028 | 0.4149
Central_PV-2 | 8029 | 0.4266
Central_PV-2 | 8030 | 0.3717
Central_PV-2 | 8031 | 0.2655
Central_PV-2 | 8032 | 0.0468
Central_PV-2 | 8033 | 0
Central_PV-2 | 8034 | 0
Central_PV-2 | 8035 | 0
Central_PV-2 | 8036 | 0
Central_PV-2 | 8037 | 0
Central_PV-2 | 8038 | 0
Central_PV-2 | 8039 | 0
Central_PV-2 | 8040 | 0
Central_PV-2 | 8041 | 0
Central_PV-2 | 8042 | 0
Central_PV-2 | 8043 | 0
Central_PV-2 | 8044 | 0
Central_PV-2 | 8045 | 0
Central_PV-2 | 8046 | 0
Central_PV-2 | 8047 | 0
Central_PV-2 | 8048 | 0.0027
Central_PV-2 | 8049 | 0.1584
Central_PV-2 | 8050 | 0.2331
Central_PV-2 | 8051 | 0.2619
Central_PV-2 | 8052 | 0.3978
Central_PV-2 | 8053 | 0.29975
Central_PV-2 | 8054 | 0.1125
Central_PV-2 | 8055 | 0.1206
Central_PV-2 | 8056 | 0.0585
Central_PV-2 | 8057 | 0
Central_PV-2 | 8058 | 0
Central_PV-2 | 8059 | 0
Central_PV-2 | 8060 | 0
Central_PV-2 | 8061 | 0
Central_PV-2 | 8062 | 0
Central_PV-2 | 8063 | 0
Central_PV-2 | 8064 | 0
Central_PV-2 | 8065 | 0
Central_PV-2 | 8066 | 0
Central_PV-2 | 8067 | 0
Central_PV-2 | 8068 | 0
Central_PV-2 | 8069 | 0
Central_PV-2 | 8070 | 0
Central_PV-2 | 8071 | 0
Central_PV-2 | 8072 | 0.0018
Central_PV-2 | 8073 | 0.1476
Central_PV-2 | 8074 | 0.2601
Central_PV-2 | 8075 | 0.3672
Central_PV-2 | 8076 | 0.4212
Central_PV-2 | 8077 | 0.4077
Central_PV-2 | 8078 | 0.3537
Central_PV-2 | 8079 | 0.2601
Central_PV-2 | 8080 | 0.0513
Central_PV-2 | 8081 | 0
Central_PV-2 | 8082 | 0
Central_PV-2 | 8083 | 0
Central_PV-2 | 8084 | 0
Central_PV-2 | 8085 | 0
Central_PV-2 | 8086 | 0
Central_PV-2 | 8087 | 0
Central_PV-2 | 8088 | 0
Central_PV-2 | 8089 | 0
Central_PV-2 | 8090 | 0
Central_PV-2 | 8091 | 0
Central_PV-2 | 8092 | 0
Central_PV-2 | 8093 | 0
Central_PV-2 | 8094 | 0
Central_PV-2 | 8095 | 0
Central_PV-2 | 8096 | 0.0018
Central_PV-2 | 8097 | 0.1548
Central_PV-2 | 8098 | 0.2781
Central_PV-2 | 8099 | 0.3708
Central_PV-2 | 8100 | 0.3843
Central_PV-2 | 8101 | 0.378
Central_PV-2 | 8102 | 0.3555
Central_PV-2 | 8103 | 0.2583
Central_PV-2 | 8104 | 0.045
Central_PV-2 | 8105 | 0
Central_PV-2 | 8106 | 0
Central_PV-2 | 8107 | 0
Central_PV-2 | 8108 | 0
Central_PV-2 | 8109 | 0
Central_PV-2 | 8110 | 0
Central_PV-2 | 8111 | 0
Central_PV-2 | 8112 | 0
Central_PV-2 | 8113 | 0
Central_PV-2 | 8114 | 0
Central_PV-2 | 8115 | 0
Central_PV-2 | 8116 | 0
Central_PV-2 | 8117 | 0
Central_PV-2 | 8118 | 0
Central_PV-2 | 8119 | 0
Central_PV-2 | 8120 | 0
Central_PV-2 | 8121 | 0.0693
Central_PV-2 | 8122 | 0.2124
Central_PV-2 | 8123 | 0.3258
Central_PV-2 | 8124 | 0.4041
Central_PV-2 | 8125 | 0.2493
Central_PV-2 | 8126 | 0.2385
Central_PV-2 | 8127 | 0.1782
Central_PV-2 | 8128 | 0.0648
Central_PV-2 | 8129 | 0
Central_PV-2 | 8130 | 0
Central_PV-2 | 8131 | 0
Central_PV-2 | 8132 | 0
Central_PV-2 | 8133 | 0
Central_PV-2 | 8134 | 0
Central_PV-2 | 8135 | 0
Central_PV-2 | 8136 | 0
Central_PV-2 | 8137 | 0
Central_PV-2 | 8138 | 0
Central_PV-2 | 8139 | 0
Central_PV-2 | 8140 | 0
Central_PV-2 | 8141 | 0
Central_PV-2 | 8142 | 0
Central_PV-2 | 8143 | 0
Central_PV-2 | 8144 | 0
Central_PV-2 | 8145 | 0.153
Central_PV-2 | 8146 | 0.2205
Central_PV-2 | 8147 | 0.3672
Central_PV-2 | 8148 | 0.4275
Central_PV-2 | 8149 | 0.36
Central_PV-2 | 8150 | 0.3105
Central_PV-2 | 8151 | 0.1062
Central_PV-2 | 8152 | 0.0198
Central_PV-2 | 8153 | 0
Central_PV-2 | 8154 | 0
Central_PV-2 | 8155 | 0
Central_PV-2 | 8156 | 0
Central_PV-2 | 8157 | 0
Central_PV-2 | 8158 | 0
Central_PV-2 | 8159 | 0
Central_PV-2 | 8160 | 0
Central_PV-2 | 8161 | 0
Central_PV-2 | 8162 | 0
Central_PV-2 | 8163 | 0
Central_PV-2 | 8164 | 0
Central_PV-2 | 8165 | 0
Central_PV-2 | 8166 | 0
Central_PV-2 | 8167 | 0
Central_PV-2 | 8168 | 0
Central_PV-2 | 8169 | 0.0729
Central_PV-2 | 8170 | 0.09
Central_PV-2 | 8171 | 0.099
Central_PV-2 | 8172 | 0.2142
Central_PV-2 | 8173 | 0.0567
Central_PV-2 | 8174 | 0.0882
Central_PV-2 | 8175 | 0.1143
Central_PV-2 | 8176 | 0.0657
Central_PV-2 | 8177 | 0
Central_PV-2 | 8178 | 0
Central_PV-2 | 8179 | 0
Central_PV-2 | 8180 | 0
Central_PV-2 | 8181 | 0
Central_PV-2 | 8182 | 0
Central_PV-2 | 8183 | 0
Central_PV-2 | 8184 | 0
Central_PV-2 | 8185 | 0
Central_PV-2 | 8186 | 0
Central_PV-2 | 8187 | 0
Central_PV-2 | 8188 | 0
Central_PV-2 | 8189 | 0
Central_PV-2 | 8190 | 0
Central_PV-2 | 8191 | 0
Central_PV-2 | 8192 | 0
Central_PV-2 | 8193 | 0.1449
Central_PV-2 | 8194 | 0.2691
Central_PV-2 | 8195 | 0.3672
Central_PV-2 | 8196 | 0.423
Central_PV-2 | 8197 | 0.414
Central_PV-2 | 8198 | 0.3546
Central_PV-2 | 8199 | 0.252
Central_PV-2 | 8200 | 0.0468
Central_PV-2 | 8201 | 0
Central_PV-2 | 8202 | 0
Central_PV-2 | 8203 | 0
Central_PV-2 | 8204 | 0
Central_PV-2 | 8205 | 0
Central_PV-2 | 8206 | 0
Central_PV-2 | 8207 | 0
Central_PV-2 | 8208 | 0
Central_PV-2 | 8209 | 0
Central_PV-2 | 8210 | 0
Central_PV-2 | 8211 | 0
Central_PV-2 | 8212 | 0
Central_PV-2 | 8213 | 0
Central_PV-2 | 8214 | 0
Central_PV-2 | 8215 | 0
Central_PV-2 | 8216 | 0
Central_PV-2 | 8217 | 0.1422
Central_PV-2 | 8218 | 0.2664
Central_PV-2 | 8219 | 0.3627
Central_PV-2 | 8220 | 0.4131
Central_PV-2 | 8221 | 0.4104
Central_PV-2 | 8222 | 0.3537
Central_PV-2 | 8223 | 0.2484
Central_PV-2 | 8224 | 0.0522
Central_PV-2 | 8225 | 0
Central_PV-2 | 8226 | 0
Central_PV-2 | 8227 | 0
Central_PV-2 | 8228 | 0
Central_PV-2 | 8229 | 0
Central_PV-2 | 8230 | 0
Central_PV-2 | 8231 | 0
Central_PV-2 | 8232 | 0
Central_PV-2 | 8233 | 0
Central_PV-2 | 8234 | 0
Central_PV-2 | 8235 | 0
Central_PV-2 | 8236 | 0
Central_PV-2 | 8237 | 0
Central_PV-2 | 8238 | 0
Central_PV-2 | 8239 | 0
Central_PV-2 | 8240 | 0
Central_PV-2 | 8241 | 0.1314
Central_PV-2 | 8242 | 0.2268
Central_PV-2 | 8243 | 0.3573
Central_PV-2 | 8244 | 0.4095
Central_PV-2 | 8245 | 0.387
Central_PV-2 | 8246 | 0.3123
Central_PV-2 | 8247 | 0.2538
Central_PV-2 | 8248 | 0.0549
Central_PV-2 | 8249 | 0
Central_PV-2 | 8250 | 0
Central_PV-2 | 8251 | 0
Central_PV-2 | 8252 | 0
Central_PV-2 | 8253 | 0
Central_PV-2 | 8254 | 0
Central_PV-2 | 8255 | 0
Central_PV-2 | 8256 | 0
Central_PV-2 | 8257 | 0
Central_PV-2 | 8258 | 0
Central_PV-2 | 8259 | 0
Central_PV-2 | 8260 | 0
Central_PV-2 | 8261 | 0
Central_PV-2 | 8262 | 0
Central_PV-2 | 8263 | 0
Central_PV-2 | 8264 | 0
Central_PV-2 | 8265 | 0.10724
Central_PV-2 | 8266 | 0.0324
Central_PV-2 | 8267 | 0.0612
Central_PV-2 | 8268 | 0.036
Central_PV-2 | 8269 | 0.036
Central_PV-2 | 8270 | 0.0873
Central_PV-2 | 8271 | 0.0927
Central_PV-2 | 8272 | 0.0567
Central_PV-2 | 8273 | 0
Central_PV-2 | 8274 | 0
Central_PV-2 | 8275 | 0
Central_PV-2 | 8276 | 0
Central_PV-2 | 8277 | 0
Central_PV-2 | 8278 | 0
Central_PV-2 | 8279 | 0
Central_PV-2 | 8280 | 0
Central_PV-2 | 8281 | 0
Central_PV-2 | 8282 | 0
Central_PV-2 | 8283 | 0
Central_PV-2 | 8284 | 0
Central_PV-2 | 8285 | 0
Central_PV-2 | 8286 | 0
Central_PV-2 | 8287 | 0
Central_PV-2 | 8288 | 0
Central_PV-2 | 8289 | 0.1332
Central_PV-2 | 8290 | 0.2574
Central_PV-2 | 8291 | 0.3483
Central_PV-2 | 8292 | 0.4032
Central_PV-2 | 8293 | 0.3852
Central_PV-2 | 8294 | 0.3438
Central_PV-2 | 8295 | 0.2529
Central_PV-2 | 8296 | 0.0459
Central_PV-2 | 8297 | 0
Central_PV-2 | 8298 | 0
Central_PV-2 | 8299 | 0
Central_PV-2 | 8300 | 0
Central_PV-2 | 8301 | 0
Central_PV-2 | 8302 | 0
Central_PV-2 | 8303 | 0
Central_PV-2 | 8304 | 0
Central_PV-2 | 8305 | 0
Central_PV-2 | 8306 | 0
Central_PV-2 | 8307 | 0
Central_PV-2 | 8308 | 0
Central_PV-2 | 8309 | 0
Central_PV-2 | 8310 | 0
Central_PV-2 | 8311 | 0
Central_PV-2 | 8312 | 0
Central_PV-2 | 8313 | 0.1287
Central_PV-2 | 8314 | 0.2538
Central_PV-2 | 8315 | 0.3411
Central_PV-2 | 8316 | 0.387
Central_PV-2 | 8317 | 0.405
Central_PV-2 | 8318 | 0.3258
Central_PV-2 | 8319 | 0.2403
Central_PV-2 | 8320 | 0.0441
Central_PV-2 | 8321 | 0
Central_PV-2 | 8322 | 0
Central_PV-2 | 8323 | 0
Central_PV-2 | 8324 | 0
Central_PV-2 | 8325 | 0
Central_PV-2 | 8326 | 0
Central_PV-2 | 8327 | 0
Central_PV-2 | 8328 | 0
Central_PV-2 | 8329 | 0
Central_PV-2 | 8330 | 0
Central_PV-2 | 8331 | 0
Central_PV-2 | 8332 | 0
Central_PV-2 | 8333 | 0
Central_PV-2 | 8334 | 0
Central_PV-2 | 8335 | 0
Central_PV-2 | 8336 | 0
Central_PV-2 | 8337 | 0.1287
Central_PV-2 | 8338 | 0.1881
Central_PV-2 | 8339 | 0.1998
Central_PV-2 | 8340 | 0.243
Central_PV-2 | 8341 | 0.3186
Central_PV-2 | 8342 | 0.1836
Central_PV-2 | 8343 | 0.0369
Central_PV-2 | 8344 | 0.0576
Central_PV-2 | 8345 | 0
Central_PV-2 | 8346 | 0
Central_PV-2 | 8347 | 0
Central_PV-2 | 8348 | 0
Central_PV-2 | 8349 | 0
Central_PV-2 | 8350 | 0
Central_PV-2 | 8351 | 0
Central_PV-2 | 8352 | 0
Central_PV-2 | 8353 | 0
Central_PV-2 | 8354 | 0
Central_PV-2 | 8355 | 0
Central_PV-2 | 8356 | 0
Central_PV-2 | 8357 | 0
Central_PV-2 | 8358 | 0
Central_PV-2 | 8359 | 0
Central_PV-2 | 8360 | 0
Central_PV-2 | 8361 | 0.1026
Central_PV-2 | 8362 | 0.2547
Central_PV-2 | 8363 | 0.3465
Central_PV-2 | 8364 | 0.3564
Central_PV-2 | 8365 | 0.2574
Central_PV-2 | 8366 | 0.2286
Central_PV-2 | 8367 | 0.0225
Central_PV-2 | 8368 | 0.0486
Central_PV-2 | 8369 | 0
Central_PV-2 | 8370 | 0
Central_PV-2 | 8371 | 0
Central_PV-2 | 8372 | 0
Central_PV-2 | 8373 | 0
Central_PV-2 | 8374 | 0
Central_PV-2 | 8375 | 0
Central_PV-2 | 8376 | 0
Central_PV-2 | 8377 | 0
Central_PV-2 | 8378 | 0
Central_PV-2 | 8379 | 0
Central_PV-2 | 8380 | 0
Central_PV-2 | 8381 | 0
Central_PV-2 | 8382 | 0
Central_PV-2 | 8383 | 0
Central_PV-2 | 8384 | 0
Central_PV-2 | 8385 | 0.1143
Central_PV-2 | 8386 | 0.207
Central_PV-2 | 8387 | 0.1521
Central_PV-2 | 8388 | 0.2799
Central_PV-2 | 8389 | 0.0351
Central_PV-2 | 8390 | 0.3591
Central_PV-2 | 8391 | 0.2511
Central_PV-2 | 8392 | 0.045
Central_PV-2 | 8393 | 0
Central_PV-2 | 8394 | 0
Central_PV-2 | 8395 | 0
Central_PV-2 | 8396 | 0
Central_PV-2 | 8397 | 0
Central_PV-2 | 8398 | 0
Central_PV-2 | 8399 | 0
Central_PV-2 | 8400 | 0
Central_PV-2 | 8401 | 0
Central_PV-2 | 8402 | 0
Central_PV-2 | 8403 | 0
Central_PV-2 | 8404 | 0
Central_PV-2 | 8405 | 0
Central_PV-2 | 8406 | 0
Central_PV-2 | 8407 | 0
Central_PV-2 | 8408 | 0
Central_PV-2 | 8409 | 0.1269
Central_PV-2 | 8410 | 0.189
Central_PV-2 | 8411 | 0.1161
Central_PV-2 | 8412 | 0.072
Central_PV-2 | 8413 | 0.4104
Central_PV-2 | 8414 | 0.2025
Central_PV-2 | 8415 | 0.2511
Central_PV-2 | 8416 | 0.045
Central_PV-2 | 8417 | 0
Central_PV-2 | 8418 | 0
Central_PV-2 | 8419 | 0
Central_PV-2 | 8420 | 0
Central_PV-2 | 8421 | 0
Central_PV-2 | 8422 | 0
Central_PV-2 | 8423 | 0
Central_PV-2 | 8424 | 0
Central_PV-2 | 8425 | 0
Central_PV-2 | 8426 | 0
Central_PV-2 | 8427 | 0
Central_PV-2 | 8428 | 0
Central_PV-2 | 8429 | 0
Central_PV-2 | 8430 | 0
Central_PV-2 | 8431 | 0
Central_PV-2 | 8432 | 0
Central_PV-2 | 8433 | 0.0279
Central_PV-2 | 8434 | 0.189
Central_PV-2 | 8435 | 0.1809
Central_PV-2 | 8436 | 0.1521
Central_PV-2 | 8437 | 0.2754
Central_PV-2 | 8438 | 0.2763
Central_PV-2 | 8439 | 0.1395
Central_PV-2 | 8440 | 0.0666
Central_PV-2 | 8441 | 0
Central_PV-2 | 8442 | 0
Central_PV-2 | 8443 | 0
Central_PV-2 | 8444 | 0
Central_PV-2 | 8445 | 0
Central_PV-2 | 8446 | 0
Central_PV-2 | 8447 | 0
Central_PV-2 | 8448 | 0
Central_PV-2 | 8449 | 0
Central_PV-2 | 8450 | 0
Central_PV-2 | 8451 | 0
Central_PV-2 | 8452 | 0
Central_PV-2 | 8453 | 0
Central_PV-2 | 8454 | 0
Central_PV-2 | 8455 | 0
Central_PV-2 | 8456 | 0
Central_PV-2 | 8457 | 0.0657
Central_PV-2 | 8458 | 0.1224
Central_PV-2 | 8459 | 0.1431
Central_PV-2 | 8460 | 0.1386
Central_PV-2 | 8461 | 0.2439
Central_PV-2 | 8462 | 0.2502
Central_PV-2 | 8463 | 0.1305
Central_PV-2 | 8464 | 0.063
Central_PV-2 | 8465 | 0
Central_PV-2 | 8466 | 0
Central_PV-2 | 8467 | 0
Central_PV-2 | 8468 | 0
Central_PV-2 | 8469 | 0
Central_PV-2 | 8470 | 0
Central_PV-2 | 8471 | 0
Central_PV-2 | 8472 | 0
Central_PV-2 | 8473 | 0
Central_PV-2 | 8474 | 0
Central_PV-2 | 8475 | 0
Central_PV-2 | 8476 | 0
Central_PV-2 | 8477 | 0
Central_PV-2 | 8478 | 0
Central_PV-2 | 8479 | 0
Central_PV-2 | 8480 | 0
Central_PV-2 | 8481 | 0.0603
Central_PV-2 | 8482 | 0.0855
Central_PV-2 | 8483 | 0.2403
Central_PV-2 | 8484 | 0.3537
Central_PV-2 | 8485 | 0.2232
Central_PV-2 | 8486 | 0.2691
Central_PV-2 | 8487 | 0.1377
Central_PV-2 | 8488 | 0.0621
Central_PV-2 | 8489 | 0
Central_PV-2 | 8490 | 0
Central_PV-2 | 8491 | 0
Central_PV-2 | 8492 | 0
Central_PV-2 | 8493 | 0
Central_PV-2 | 8494 | 0
Central_PV-2 | 8495 | 0
Central_PV-2 | 8496 | 0
Central_PV-2 | 8497 | 0
Central_PV-2 | 8498 | 0
Central_PV-2 | 8499 | 0
Central_PV-2 | 8500 | 0
Central_PV-2 | 8501 | 0
Central_PV-2 | 8502 | 0
Central_PV-2 | 8503 | 0
Central_PV-2 | 8504 | 0
Central_PV-2 | 8505 | 0.0783
Central_PV-2 | 8506 | 0.2061
Central_PV-2 | 8507 | 0.2709
Central_PV-2 | 8508 | 0.3321
Central_PV-2 | 8509 | 0.3528
Central_PV-2 | 8510 | 0.3339
Central_PV-2 | 8511 | 0.1746
Central_PV-2 | 8512 | 0.0693
Central_PV-2 | 8513 | 0
Central_PV-2 | 8514 | 0
Central_PV-2 | 8515 | 0
Central_PV-2 | 8516 | 0
Central_PV-2 | 8517 | 0
Central_PV-2 | 8518 | 0
Central_PV-2 | 8519 | 0
Central_PV-2 | 8520 | 0
Central_PV-2 | 8521 | 0
Central_PV-2 | 8522 | 0
Central_PV-2 | 8523 | 0
Central_PV-2 | 8524 | 0
Central_PV-2 | 8525 | 0
Central_PV-2 | 8526 | 0
Central_PV-2 | 8527 | 0
Central_PV-2 | 8528 | 0
Central_PV-2 | 8529 | 0.0711
Central_PV-2 | 8530 | 0.0711
Central_PV-2 | 8531 | 0.0612
Central_PV-2 | 8532 | 0.045
Central_PV-2 | 8533 | 0.0603
Central_PV-2 | 8534 | 0.0315
Central_PV-2 | 8535 | 0.1683
Central_PV-2 | 8536 | 0.0558
Central_PV-2 | 8537 | 0
Central_PV-2 | 8538 | 0
Central_PV-2 | 8539 | 0
Central_PV-2 | 8540 | 0
Central_PV-2 | 8541 | 0
Central_PV-2 | 8542 | 0
Central_PV-2 | 8543 | 0
Central_PV-2 | 8544 | 0
Central_PV-2 | 8545 | 0
Central_PV-2 | 8546 | 0
Central_PV-2 | 8547 | 0
Central_PV-2 | 8548 | 0
Central_PV-2 | 8549 | 0
Central_PV-2 | 8550 | 0
Central_PV-2 | 8551 | 0
Central_PV-2 | 8552 | 0
Central_PV-2 | 8553 | 0.0531
Central_PV-2 | 8554 | 0.1233
Central_PV-2 | 8555 | 0.0441
Central_PV-2 | 8556 | 0.0441
Central_PV-2 | 8557 | 0.0432
Central_PV-2 | 8558 | 0.0369
Central_PV-2 | 8559 | 0.0612
Central_PV-2 | 8560 | 0.0585
Central_PV-2 | 8561 | 0
Central_PV-2 | 8562 | 0
Central_PV-2 | 8563 | 0
Central_PV-2 | 8564 | 0
Central_PV-2 | 8565 | 0
Central_PV-2 | 8566 | 0
Central_PV-2 | 8567 | 0
Central_PV-2 | 8568 | 0
Central_PV-2 | 8569 | 0
Central_PV-2 | 8570 | 0
Central_PV-2 | 8571 | 0
Central_PV-2 | 8572 | 0
Central_PV-2 | 8573 | 0
Central_PV-2 | 8574 | 0
Central_PV-2 | 8575 | 0
Central_PV-2 | 8576 | 0
Central_PV-2 | 8577 | 0.0729
Central_PV-2 | 8578 | 0.1818
Central_PV-2 | 8579 | 0.1989
Central_PV-2 | 8580 | 0.3528
Central_PV-2 | 8581 | 0.4095
Central_PV-2 | 8582 | 0.3609
Central_PV-2 | 8583 | 0.261
Central_PV-2 | 8584 | 0.0603
Central_PV-2 | 8585 | 0
Central_PV-2 | 8586 | 0
Central_PV-2 | 8587 | 0
Central_PV-2 | 8588 | 0
Central_PV-2 | 8589 | 0
Central_PV-2 | 8590 | 0
Central_PV-2 | 8591 | 0
Central_PV-2 | 8592 | 0
Central_PV-2 | 8593 | 0
Central_PV-2 | 8594 | 0
Central_PV-2 | 8595 | 0
Central_PV-2 | 8596 | 0
Central_PV-2 | 8597 | 0
Central_PV-2 | 8598 | 0
Central_PV-2 | 8599 | 0
Central_PV-2 | 8600 | 0
Central_PV-2 | 8601 | 0.099
Central_PV-2 | 8602 | 0.2466
Central_PV-2 | 8603 | 0.3105
Central_PV-2 | 8604 | 0.3798
Central_PV-2 | 8605 | 0.3789
Central_PV-2 | 8606 | 0.3204
Central_PV-2 | 8607 | 0.2349
Central_PV-2 | 8608 | 0.0441
Central_PV-2 | 8609 | 0
Central_PV-2 | 8610 | 0
Central_PV-2 | 8611 | 0
Central_PV-2 | 8612 | 0
Central_PV-2 | 8613 | 0
Central_PV-2 | 8614 | 0
Central_PV-2 | 8615 | 0
Central_PV-2 | 8616 | 0
Central_PV-2 | 8617 | 0
Central_PV-2 | 8618 | 0
Central_PV-2 | 8619 | 0
Central_PV-2 | 8620 | 0
Central_PV-2 | 8621 | 0
Central_PV-2 | 8622 | 0
Central_PV-2 | 8623 | 0
Central_PV-2 | 8624 | 0
Central_PV-2 | 8625 | 0.0954
Central_PV-2 | 8626 | 0.2268
Central_PV-2 | 8627 | 0.1629
Central_PV-2 | 8628 | 0.1386
Central_PV-2 | 8629 | 0.0621
Central_PV-2 | 8630 | 0.0441
Central_PV-2 | 8631 | 0.0414
Central_PV-2 | 8632 | 0.0603
Central_PV-2 | 8633 | 0
Central_PV-2 | 8634 | 0
Central_PV-2 | 8635 | 0
Central_PV-2 | 8636 | 0
Central_PV-2 | 8637 | 0
Central_PV-2 | 8638 | 0
Central_PV-2 | 8639 | 0
Central_PV-2 | 8640 | 0
Central_PV-2 | 8641 | 0
Central_PV-2 | 8642 | 0
Central_PV-2 | 8643 | 0
Central_PV-2 | 8644 | 0
Central_PV-2 | 8645 | 0
Central_PV-2 | 8646 | 0
Central_PV-2 | 8647 | 0
Central_PV-2 | 8648 | 0
Central_PV-2 | 8649 | 0.1116
Central_PV-2 | 8650 | 0.1908
Central_PV-2 | 8651 | 0.3141
Central_PV-2 | 8652 | 0.2997
Central_PV-2 | 8653 | 0.36
Central_PV-2 | 8654 | 0.3222
Central_PV-2 | 8655 | 0.1629
Central_PV-2 | 8656 | 0.0513
Central_PV-2 | 8657 | 0
Central_PV-2 | 8658 | 0
Central_PV-2 | 8659 | 0
Central_PV-2 | 8660 | 0
Central_PV-2 | 8661 | 0
Central_PV-2 | 8662 | 0
Central_PV-2 | 8663 | 0
Central_PV-2 | 8664 | 0
Central_PV-2 | 8665 | 0
Central_PV-2 | 8666 | 0
Central_PV-2 | 8667 | 0
Central_PV-2 | 8668 | 0
Central_PV-2 | 8669 | 0
Central_PV-2 | 8670 | 0
Central_PV-2 | 8671 | 0
Central_PV-2 | 8672 | 0
Central_PV-2 | 8673 | 0.1125
Central_PV-2 | 8674 | 0.207
Central_PV-2 | 8675 | 0.3078
Central_PV-2 | 8676 | 0.2925
Central_PV-2 | 8677 | 0.3879
Central_PV-2 | 8678 | 0.3528
Central_PV-2 | 8679 | 0.2664
Central_PV-2 | 8680 | 0.0594
Central_PV-2 | 8681 | 0
Central_PV-2 | 8682 | 0
Central_PV-2 | 8683 | 0
Central_PV-2 | 8684 | 0
Central_PV-2 | 8685 | 0
Central_PV-2 | 8686 | 0
Central_PV-2 | 8687 | 0
Central_PV-2 | 8688 | 0
Central_PV-2 | 8689 | 0
Central_PV-2 | 8690 | 0
Central_PV-2 | 8691 | 0
Central_PV-2 | 8692 | 0
Central_PV-2 | 8693 | 0
Central_PV-2 | 8694 | 0
Central_PV-2 | 8695 | 0
Central_PV-2 | 8696 | 0
Central_PV-2 | 8697 | 0.0594
Central_PV-2 | 8698 | 0.2259
Central_PV-2 | 8699 | 0.0324
Central_PV-2 | 8700 | 0.2826
Central_PV-2 | 8701 | 0.3114
Central_PV-2 | 8702 | 0.2781
Central_PV-2 | 8703 | 0.2691
Central_PV-2 | 8704 | 0.0468
Central_PV-2 | 8705 | 0
Central_PV-2 | 8706 | 0
Central_PV-2 | 8707 | 0
Central_PV-2 | 8708 | 0
Central_PV-2 | 8709 | 0
Central_PV-2 | 8710 | 0
Central_PV-2 | 8711 | 0
Central_PV-2 | 8712 | 0
Central_PV-2 | 8713 | 0
Central_PV-2 | 8714 | 0
Central_PV-2 | 8715 | 0
Central_PV-2 | 8716 | 0
Central_PV-2 | 8717 | 0
Central_PV-2 | 8718 | 0
Central_PV-2 | 8719 | 0
Central_PV-2 | 8720 | 0
Central_PV-2 | 8721 | 0.0135
Central_PV-2 | 8722 | 0.1521
Central_PV-2 | 8723 | 0.3006
Central_PV-2 | 8724 | 0.4032
Central_PV-2 | 8725 | 0.3798
Central_PV-2 | 8726 | 0.2871
Central_PV-2 | 8727 | 0.1359
Central_PV-2 | 8728 | 0.0603
Central_PV-2 | 8729 | 0
Central_PV-2 | 8730 | 0
Central_PV-2 | 8731 | 0
Central_PV-2 | 8732 | 0
Central_PV-2 | 8733 | 0
Central_PV-2 | 8734 | 0
Central_PV-2 | 8735 | 0
Central_PV-2 | 8736 | 0
Central_PV-2 | 8737 | 0
Central_PV-2 | 8738 | 0
Central_PV-2 | 8739 | 0
Central_PV-2 | 8740 | 0
Central_PV-2 | 8741 | 0
Central_PV-2 | 8742 | 0
Central_PV-2 | 8743 | 0
Central_PV-2 | 8744 | 0
Central_PV-2 | 8745 | 0.1134
Central_PV-2 | 8746 | 0.243
Central_PV-2 | 8747 | 0.342
Central_PV-2 | 8748 | 0.3969
Central_PV-2 | 8749 | 0.4032
Central_PV-2 | 8750 | 0.3627
Central_PV-2 | 8751 | 0.2691
Central_PV-2 | 8752 | 0.0522
Central_PV-2 | 8753 | 0
Central_PV-2 | 8754 | 0
Central_PV-2 | 8755 | 0
Central_PV-2 | 8756 | 0
Central_PV-2 | 8757 | 0
Central_PV-2 | 8758 | 0
Central_PV-2 | 8759 | 0
Central_PV-2 | 8760 | 0
Wind-1 | 1 | 0.08
Wind-1 | 2 | 0.08
Wind-1 | 3 | 0.08
Wind-1 | 4 | 0.08
Wind-1 | 5 | 0.08
Wind-1 | 6 | 0.08
Wind-1 | 7 | 0.08
Wind-1 | 8 | 0.08
Wind-1 | 9 | 0.08
Wind-1 | 10 | 0.08
Wind-1 | 11 | 0.08
Wind-1 | 12 | 0.08
Wind-1 | 13 | 0.08
Wind-1 | 14 | 0.08
Wind-1 | 15 | 0.08
Wind-1 | 16 | 0.08
Wind-1 | 17 | 0.08
Wind-1 | 18 | 0.08
Wind-1 | 19 | 0.08
Wind-1 | 20 | 0.08
Wind-1 | 21 | 0.08
Wind-1 | 22 | 0.08
Wind-1 | 23 | 0.08
Wind-1 | 24 | 0.08
Wind-1 | 25 | 0.08
Wind-1 | 26 | 0.08
Wind-1 | 27 | 0.08
Wind-1 | 28 | 0.08
Wind-1 | 29 | 0.08
Wind-1 | 30 | 0.08
Wind-1 | 31 | 0.08
Wind-1 | 32 | 0.08
Wind-1 | 33 | 0.08
Wind-1 | 34 | 0.08
Wind-1 | 35 | 0.08
Wind-1 | 36 | 0.08
Wind-1 | 37 | 0.08
Wind-1 | 38 | 0.08
Wind-1 | 39 | 0.08
Wind-1 | 40 | 0.08
Wind-1 | 41 | 0.08
Wind-1 | 42 | 0.08
Wind-1 | 43 | 0.08
Wind-1 | 44 | 0.08
Wind-1 | 45 | 0.08
Wind-1 | 46 | 0.08
Wind-1 | 47 | 0.08
Wind-1 | 48 | 0.08
Wind-1 | 49 | 0.08
Wind-1 | 50 | 0.08
Wind-1 | 51 | 0.08
Wind-1 | 52 | 0.08
Wind-1 | 53 | 0.08
Wind-1 | 54 | 0.08
Wind-1 | 55 | 0.08
Wind-1 | 56 | 0.08
Wind-1 | 57 | 0.08
Wind-1 | 58 | 0.08
Wind-1 | 59 | 0.08
Wind-1 | 60 | 0.08
Wind-1 | 61 | 0.08
Wind-1 | 62 | 0.08
Wind-1 | 63 | 0.08
Wind-1 | 64 | 0.08
Wind-1 | 65 | 0.08
Wind-1 | 66 | 0.08
Wind-1 | 67 | 0.08
Wind-1 | 68 | 0.08
Wind-1 | 69 | 0.08
Wind-1 | 70 | 0.08
Wind-1 | 71 | 0.08
Wind-1 | 72 | 0.08
Wind-1 | 73 | 0.08
Wind-1 | 74 | 0.08
Wind-1 | 75 | 0.08
Wind-1 | 76 | 0.08
Wind-1 | 77 | 0.08
Wind-1 | 78 | 0.08
Wind-1 | 79 | 0.08
Wind-1 | 80 | 0.08
Wind-1 | 81 | 0.08
Wind-1 | 82 | 0.08
Wind-1 | 83 | 0.08
Wind-1 | 84 | 0.08
Wind-1 | 85 | 0.08
Wind-1 | 86 | 0.08
Wind-1 | 87 | 0.08
Wind-1 | 88 | 0.08
Wind-1 | 89 | 0.08
Wind-1 | 90 | 0.08
Wind-1 | 91 | 0.08
Wind-1 | 92 | 0.08
Wind-1 | 93 | 0.08
Wind-1 | 94 | 0.08
Wind-1 | 95 | 0.08
Wind-1 | 96 | 0.08
Wind-1 | 97 | 0.08
Wind-1 | 98 | 0.08
Wind-1 | 99 | 0.08
Wind-1 | 100 | 0.08
Wind-1 | 101 | 0.08
Wind-1 | 102 | 0.08
Wind-1 | 103 | 0.08
Wind-1 | 104 | 0.08
Wind-1 | 105 | 0.08
Wind-1 | 106 | 0.08
Wind-1 | 107 | 0.08
Wind-1 | 108 | 0.08
Wind-1 | 109 | 0.08
Wind-1 | 110 | 0.08
Wind-1 | 111 | 0.08
Wind-1 | 112 | 0.08
Wind-1 | 113 | 0.08
Wind-1 | 114 | 0.08
Wind-1 | 115 | 0.08
Wind-1 | 116 | 0.08
Wind-1 | 117 | 0.08
Wind-1 | 118 | 0.08
Wind-1 | 119 | 0.08
Wind-1 | 120 | 0.08
Wind-1 | 121 | 0.08
Wind-1 | 122 | 0.08
Wind-1 | 123 | 0.08
Wind-1 | 124 | 0.08
Wind-1 | 125 | 0.08
Wind-1 | 126 | 0.08
Wind-1 | 127 | 0.08
Wind-1 | 128 | 0.08
Wind-1 | 129 | 0.08
Wind-1 | 130 | 0.08
Wind-1 | 131 | 0.08
Wind-1 | 132 | 0.08
Wind-1 | 133 | 0.08
Wind-1 | 134 | 0.08
Wind-1 | 135 | 0.08
Wind-1 | 136 | 0.08
Wind-1 | 137 | 0.08
Wind-1 | 138 | 0.08
Wind-1 | 139 | 0.08
Wind-1 | 140 | 0.08
Wind-1 | 141 | 0.08
Wind-1 | 142 | 0.08
Wind-1 | 143 | 0.08
Wind-1 | 144 | 0.08
Wind-1 | 145 | 0.08
Wind-1 | 146 | 0.08
Wind-1 | 147 | 0.08
Wind-1 | 148 | 0.08
Wind-1 | 149 | 0.08
Wind-1 | 150 | 0.08
Wind-1 | 151 | 0.08
Wind-1 | 152 | 0.08
Wind-1 | 153 | 0.08
Wind-1 | 154 | 0.08
Wind-1 | 155 | 0.08
Wind-1 | 156 | 0.08
Wind-1 | 157 | 0.08
Wind-1 | 158 | 0.08
Wind-1 | 159 | 0.08
Wind-1 | 160 | 0.08
Wind-1 | 161 | 0.08
Wind-1 | 162 | 0.08
Wind-1 | 163 | 0.08
Wind-1 | 164 | 0.08
Wind-1 | 165 | 0.08
Wind-1 | 166 | 0.08
Wind-1 | 167 | 0.08
Wind-1 | 168 | 0.08
Wind-1 | 169 | 0.08
Wind-1 | 170 | 0.08
Wind-1 | 171 | 0.08
Wind-1 | 172 | 0.08
Wind-1 | 173 | 0.08
Wind-1 | 174 | 0.08
Wind-1 | 175 | 0.08
Wind-1 | 176 | 0.08
Wind-1 | 177 | 0.08
Wind-1 | 178 | 0.08
Wind-1 | 179 | 0.08
Wind-1 | 180 | 0.08
Wind-1 | 181 | 0.08
Wind-1 | 182 | 0.08
Wind-1 | 183 | 0.08
Wind-1 | 184 | 0.08
Wind-1 | 185 | 0.08
Wind-1 | 186 | 0.08
Wind-1 | 187 | 0.08
Wind-1 | 188 | 0.08
Wind-1 | 189 | 0.08
Wind-1 | 190 | 0.08
Wind-1 | 191 | 0.08
Wind-1 | 192 | 0.08
Wind-1 | 193 | 0.08
Wind-1 | 194 | 0.08
Wind-1 | 195 | 0.08
Wind-1 | 196 | 0.08
Wind-1 | 197 | 0.08
Wind-1 | 198 | 0.08
Wind-1 | 199 | 0.08
Wind-1 | 200 | 0.08
Wind-1 | 201 | 0.08
Wind-1 | 202 | 0.08
Wind-1 | 203 | 0.08
Wind-1 | 204 | 0.08
Wind-1 | 205 | 0.08
Wind-1 | 206 | 0.08
Wind-1 | 207 | 0.08
Wind-1 | 208 | 0.08
Wind-1 | 209 | 0.08
Wind-1 | 210 | 0.08
Wind-1 | 211 | 0.08
Wind-1 | 212 | 0.08
Wind-1 | 213 | 0.08
Wind-1 | 214 | 0.08
Wind-1 | 215 | 0.08
Wind-1 | 216 | 0.08
Wind-1 | 217 | 0.08
Wind-1 | 218 | 0.08
Wind-1 | 219 | 0.08
Wind-1 | 220 | 0.08
Wind-1 | 221 | 0.08
Wind-1 | 222 | 0.08
Wind-1 | 223 | 0.08
Wind-1 | 224 | 0.08
Wind-1 | 225 | 0.08
Wind-1 | 226 | 0.08
Wind-1 | 227 | 0.08
Wind-1 | 228 | 0.08
Wind-1 | 229 | 0.08
Wind-1 | 230 | 0.08
Wind-1 | 231 | 0.08
Wind-1 | 232 | 0.08
Wind-1 | 233 | 0.08
Wind-1 | 234 | 0.08
Wind-1 | 235 | 0.08
Wind-1 | 236 | 0.08
Wind-1 | 237 | 0.08
Wind-1 | 238 | 0.08
Wind-1 | 239 | 0.08
Wind-1 | 240 | 0.08
Wind-1 | 241 | 0.08
Wind-1 | 242 | 0.08
Wind-1 | 243 | 0.08
Wind-1 | 244 | 0.08
Wind-1 | 245 | 0.08
Wind-1 | 246 | 0.08
Wind-1 | 247 | 0.08
Wind-1 | 248 | 0.08
Wind-1 | 249 | 0.08
Wind-1 | 250 | 0.08
Wind-1 | 251 | 0.08
Wind-1 | 252 | 0.08
Wind-1 | 253 | 0.08
Wind-1 | 254 | 0.08
Wind-1 | 255 | 0.08
Wind-1 | 256 | 0.08
Wind-1 | 257 | 0.08
Wind-1 | 258 | 0.08
Wind-1 | 259 | 0.08
Wind-1 | 260 | 0.08
Wind-1 | 261 | 0.08
Wind-1 | 262 | 0.08
Wind-1 | 263 | 0.08
Wind-1 | 264 | 0.08
Wind-1 | 265 | 0.08
Wind-1 | 266 | 0.08
Wind-1 | 267 | 0.08
Wind-1 | 268 | 0.08
Wind-1 | 269 | 0.08
Wind-1 | 270 | 0.08
Wind-1 | 271 | 0.08
Wind-1 | 272 | 0.08
Wind-1 | 273 | 0.08
Wind-1 | 274 | 0.08
Wind-1 | 275 | 0.08
Wind-1 | 276 | 0.08
Wind-1 | 277 | 0.08
Wind-1 | 278 | 0.08
Wind-1 | 279 | 0.08
Wind-1 | 280 | 0.08
Wind-1 | 281 | 0.08
Wind-1 | 282 | 0.08
Wind-1 | 283 | 0.08
Wind-1 | 284 | 0.08
Wind-1 | 285 | 0.08
Wind-1 | 286 | 0.08
Wind-1 | 287 | 0.08
Wind-1 | 288 | 0.08
Wind-1 | 289 | 0.08
Wind-1 | 290 | 0.08
Wind-1 | 291 | 0.08
Wind-1 | 292 | 0.08
Wind-1 | 293 | 0.08
Wind-1 | 294 | 0.08
Wind-1 | 295 | 0.08
Wind-1 | 296 | 0.08
Wind-1 | 297 | 0.08
Wind-1 | 298 | 0.08
Wind-1 | 299 | 0.08
Wind-1 | 300 | 0.08
Wind-1 | 301 | 0.08
Wind-1 | 302 | 0.08
Wind-1 | 303 | 0.08
Wind-1 | 304 | 0.08
Wind-1 | 305 | 0.08
Wind-1 | 306 | 0.08
Wind-1 | 307 | 0.08
Wind-1 | 308 | 0.08
Wind-1 | 309 | 0.08
Wind-1 | 310 | 0.08
Wind-1 | 311 | 0.08
Wind-1 | 312 | 0.08
Wind-1 | 313 | 0.08
Wind-1 | 314 | 0.08
Wind-1 | 315 | 0.08
Wind-1 | 316 | 0.08
Wind-1 | 317 | 0.08
Wind-1 | 318 | 0.08
Wind-1 | 319 | 0.08
Wind-1 | 320 | 0.08
Wind-1 | 321 | 0.08
Wind-1 | 322 | 0.08
Wind-1 | 323 | 0.08
Wind-1 | 324 | 0.08
Wind-1 | 325 | 0.08
Wind-1 | 326 | 0.08
Wind-1 | 327 | 0.08
Wind-1 | 328 | 0.08
Wind-1 | 329 | 0.08
Wind-1 | 330 | 0.08
Wind-1 | 331 | 0.08
Wind-1 | 332 | 0.08
Wind-1 | 333 | 0.08
Wind-1 | 334 | 0.08
Wind-1 | 335 | 0.08
Wind-1 | 336 | 0.08
Wind-1 | 337 | 0.08
Wind-1 | 338 | 0.08
Wind-1 | 339 | 0.08
Wind-1 | 340 | 0.08
Wind-1 | 341 | 0.08
Wind-1 | 342 | 0.08
Wind-1 | 343 | 0.08
Wind-1 | 344 | 0.08
Wind-1 | 345 | 0.08
Wind-1 | 346 | 0.08
Wind-1 | 347 | 0.08
Wind-1 | 348 | 0.08
Wind-1 | 349 | 0.08
Wind-1 | 350 | 0.08
Wind-1 | 351 | 0.08
Wind-1 | 352 | 0.08
Wind-1 | 353 | 0.08
Wind-1 | 354 | 0.08
Wind-1 | 355 | 0.08
Wind-1 | 356 | 0.08
Wind-1 | 357 | 0.08
Wind-1 | 358 | 0.08
Wind-1 | 359 | 0.08
Wind-1 | 360 | 0.08
Wind-1 | 361 | 0.08
Wind-1 | 362 | 0.08
Wind-1 | 363 | 0.08
Wind-1 | 364 | 0.08
Wind-1 | 365 | 0.08
Wind-1 | 366 | 0.08
Wind-1 | 367 | 0.08
Wind-1 | 368 | 0.08
Wind-1 | 369 | 0.08
Wind-1 | 370 | 0.08
Wind-1 | 371 | 0.08
Wind-1 | 372 | 0.08
Wind-1 | 373 | 0.08
Wind-1 | 374 | 0.08
Wind-1 | 375 | 0.08
Wind-1 | 376 | 0.08
Wind-1 | 377 | 0.08
Wind-1 | 378 | 0.08
Wind-1 | 379 | 0.08
Wind-1 | 380 | 0.08
Wind-1 | 381 | 0.08
Wind-1 | 382 | 0.08
Wind-1 | 383 | 0.08
Wind-1 | 384 | 0.08
Wind-1 | 385 | 0.08
Wind-1 | 386 | 0.08
Wind-1 | 387 | 0.08
Wind-1 | 388 | 0.08
Wind-1 | 389 | 0.08
Wind-1 | 390 | 0.08
Wind-1 | 391 | 0.08
Wind-1 | 392 | 0.08
Wind-1 | 393 | 0.08
Wind-1 | 394 | 0.08
Wind-1 | 395 | 0.08
Wind-1 | 396 | 0.08
Wind-1 | 397 | 0.08
Wind-1 | 398 | 0.08
Wind-1 | 399 | 0.08
Wind-1 | 400 | 0.08
Wind-1 | 401 | 0.08
Wind-1 | 402 | 0.08
Wind-1 | 403 | 0.08
Wind-1 | 404 | 0.08
Wind-1 | 405 | 0.08
Wind-1 | 406 | 0.08
Wind-1 | 407 | 0.08
Wind-1 | 408 | 0.08
Wind-1 | 409 | 0.08
Wind-1 | 410 | 0.08
Wind-1 | 411 | 0.08
Wind-1 | 412 | 0.08
Wind-1 | 413 | 0.08
Wind-1 | 414 | 0.08
Wind-1 | 415 | 0.08
Wind-1 | 416 | 0.08
Wind-1 | 417 | 0.08
Wind-1 | 418 | 0.08
Wind-1 | 419 | 0.08
Wind-1 | 420 | 0.08
Wind-1 | 421 | 0.08
Wind-1 | 422 | 0.08
Wind-1 | 423 | 0.08
Wind-1 | 424 | 0.08
Wind-1 | 425 | 0.08
Wind-1 | 426 | 0.08
Wind-1 | 427 | 0.08
Wind-1 | 428 | 0.08
Wind-1 | 429 | 0.08
Wind-1 | 430 | 0.08
Wind-1 | 431 | 0.08
Wind-1 | 432 | 0.08
Wind-1 | 433 | 0.08
Wind-1 | 434 | 0.08
Wind-1 | 435 | 0.08
Wind-1 | 436 | 0.08
Wind-1 | 437 | 0.08
Wind-1 | 438 | 0.08
Wind-1 | 439 | 0.08
Wind-1 | 440 | 0.08
Wind-1 | 441 | 0.08
Wind-1 | 442 | 0.08
Wind-1 | 443 | 0.08
Wind-1 | 444 | 0.08
Wind-1 | 445 | 0.08
Wind-1 | 446 | 0.08
Wind-1 | 447 | 0.08
Wind-1 | 448 | 0.08
Wind-1 | 449 | 0.08
Wind-1 | 450 | 0.08
Wind-1 | 451 | 0.08
Wind-1 | 452 | 0.08
Wind-1 | 453 | 0.08
Wind-1 | 454 | 0.08
Wind-1 | 455 | 0.08
Wind-1 | 456 | 0.08
Wind-1 | 457 | 0.08
Wind-1 | 458 | 0.08
Wind-1 | 459 | 0.08
Wind-1 | 460 | 0.08
Wind-1 | 461 | 0.08
Wind-1 | 462 | 0.08
Wind-1 | 463 | 0.08
Wind-1 | 464 | 0.08
Wind-1 | 465 | 0.08
Wind-1 | 466 | 0.08
Wind-1 | 467 | 0.08
Wind-1 | 468 | 0.08
Wind-1 | 469 | 0.08
Wind-1 | 470 | 0.08
Wind-1 | 471 | 0.08
Wind-1 | 472 | 0.08
Wind-1 | 473 | 0.08
Wind-1 | 474 | 0.08
Wind-1 | 475 | 0.08
Wind-1 | 476 | 0.08
Wind-1 | 477 | 0.08
Wind-1 | 478 | 0.08
Wind-1 | 479 | 0.08
Wind-1 | 480 | 0.08
Wind-1 | 481 | 0.08
Wind-1 | 482 | 0.08
Wind-1 | 483 | 0.08
Wind-1 | 484 | 0.08
Wind-1 | 485 | 0.08
Wind-1 | 486 | 0.08
Wind-1 | 487 | 0.08
Wind-1 | 488 | 0.08
Wind-1 | 489 | 0.08
Wind-1 | 490 | 0.08
Wind-1 | 491 | 0.08
Wind-1 | 492 | 0.08
Wind-1 | 493 | 0.08
Wind-1 | 494 | 0.08
Wind-1 | 495 | 0.08
Wind-1 | 496 | 0.08
Wind-1 | 497 | 0.08
Wind-1 | 498 | 0.08
Wind-1 | 499 | 0.08
Wind-1 | 500 | 0.08
Wind-1 | 501 | 0.08
Wind-1 | 502 | 0.08
Wind-1 | 503 | 0.08
Wind-1 | 504 | 0.08
Wind-1 | 505 | 0.08
Wind-1 | 506 | 0.08
Wind-1 | 507 | 0.08
Wind-1 | 508 | 0.08
Wind-1 | 509 | 0.08
Wind-1 | 510 | 0.08
Wind-1 | 511 | 0.08
Wind-1 | 512 | 0.08
Wind-1 | 513 | 0.08
Wind-1 | 514 | 0.08
Wind-1 | 515 | 0.08
Wind-1 | 516 | 0.08
Wind-1 | 517 | 0.08
Wind-1 | 518 | 0.08
Wind-1 | 519 | 0.08
Wind-1 | 520 | 0.08
Wind-1 | 521 | 0.08
Wind-1 | 522 | 0.08
Wind-1 | 523 | 0.08
Wind-1 | 524 | 0.08
Wind-1 | 525 | 0.08
Wind-1 | 526 | 0.08
Wind-1 | 527 | 0.08
Wind-1 | 528 | 0.08
Wind-1 | 529 | 0.08
Wind-1 | 530 | 0.08
Wind-1 | 531 | 0.08
Wind-1 | 532 | 0.08
Wind-1 | 533 | 0.08
Wind-1 | 534 | 0.08
Wind-1 | 535 | 0.08
Wind-1 | 536 | 0.08
Wind-1 | 537 | 0.08
Wind-1 | 538 | 0.08
Wind-1 | 539 | 0.08
Wind-1 | 540 | 0.08
Wind-1 | 541 | 0.08
Wind-1 | 542 | 0.08
Wind-1 | 543 | 0.08
Wind-1 | 544 | 0.08
Wind-1 | 545 | 0.08
Wind-1 | 546 | 0.08
Wind-1 | 547 | 0.08
Wind-1 | 548 | 0.08
Wind-1 | 549 | 0.08
Wind-1 | 550 | 0.08
Wind-1 | 551 | 0.08
Wind-1 | 552 | 0.08
Wind-1 | 553 | 0.08
Wind-1 | 554 | 0.08
Wind-1 | 555 | 0.08
Wind-1 | 556 | 0.08
Wind-1 | 557 | 0.08
Wind-1 | 558 | 0.08
Wind-1 | 559 | 0.08
Wind-1 | 560 | 0.08
Wind-1 | 561 | 0.08
Wind-1 | 562 | 0.08
Wind-1 | 563 | 0.08
Wind-1 | 564 | 0.08
Wind-1 | 565 | 0.08
Wind-1 | 566 | 0.08
Wind-1 | 567 | 0.08
Wind-1 | 568 | 0.08
Wind-1 | 569 | 0.08
Wind-1 | 570 | 0.08
Wind-1 | 571 | 0.08
Wind-1 | 572 | 0.08
Wind-1 | 573 | 0.08
Wind-1 | 574 | 0.08
Wind-1 | 575 | 0.08
Wind-1 | 576 | 0.08
Wind-1 | 577 | 0.08
Wind-1 | 578 | 0.08
Wind-1 | 579 | 0.08
Wind-1 | 580 | 0.08
Wind-1 | 581 | 0.08
Wind-1 | 582 | 0.08
Wind-1 | 583 | 0.08
Wind-1 | 584 | 0.08
Wind-1 | 585 | 0.08
Wind-1 | 586 | 0.08
Wind-1 | 587 | 0.08
Wind-1 | 588 | 0.08
Wind-1 | 589 | 0.08
Wind-1 | 590 | 0.08
Wind-1 | 591 | 0.08
Wind-1 | 592 | 0.08
Wind-1 | 593 | 0.08
Wind-1 | 594 | 0.08
Wind-1 | 595 | 0.08
Wind-1 | 596 | 0.08
Wind-1 | 597 | 0.08
Wind-1 | 598 | 0.08
Wind-1 | 599 | 0.08
Wind-1 | 600 | 0.08
Wind-1 | 601 | 0.08
Wind-1 | 602 | 0.08
Wind-1 | 603 | 0.08
Wind-1 | 604 | 0.08
Wind-1 | 605 | 0.08
Wind-1 | 606 | 0.08
Wind-1 | 607 | 0.08
Wind-1 | 608 | 0.08
Wind-1 | 609 | 0.08
Wind-1 | 610 | 0.08
Wind-1 | 611 | 0.08
Wind-1 | 612 | 0.08
Wind-1 | 613 | 0.08
Wind-1 | 614 | 0.08
Wind-1 | 615 | 0.08
Wind-1 | 616 | 0.08
Wind-1 | 617 | 0.08
Wind-1 | 618 | 0.08
Wind-1 | 619 | 0.08
Wind-1 | 620 | 0.08
Wind-1 | 621 | 0.08
Wind-1 | 622 | 0.08
Wind-1 | 623 | 0.08
Wind-1 | 624 | 0.08
Wind-1 | 625 | 0.08
Wind-1 | 626 | 0.08
Wind-1 | 627 | 0.08
Wind-1 | 628 | 0.08
Wind-1 | 629 | 0.08
Wind-1 | 630 | 0.08
Wind-1 | 631 | 0.08
Wind-1 | 632 | 0.08
Wind-1 | 633 | 0.08
Wind-1 | 634 | 0.08
Wind-1 | 635 | 0.08
Wind-1 | 636 | 0.08
Wind-1 | 637 | 0.08
Wind-1 | 638 | 0.08
Wind-1 | 639 | 0.08
Wind-1 | 640 | 0.08
Wind-1 | 641 | 0.08
Wind-1 | 642 | 0.08
Wind-1 | 643 | 0.08
Wind-1 | 644 | 0.08
Wind-1 | 645 | 0.08
Wind-1 | 646 | 0.08
Wind-1 | 647 | 0.08
Wind-1 | 648 | 0.08
Wind-1 | 649 | 0.08
Wind-1 | 650 | 0.08
Wind-1 | 651 | 0.08
Wind-1 | 652 | 0.08
Wind-1 | 653 | 0.08
Wind-1 | 654 | 0.08
Wind-1 | 655 | 0.08
Wind-1 | 656 | 0.08
Wind-1 | 657 | 0.08
Wind-1 | 658 | 0.08
Wind-1 | 659 | 0.08
Wind-1 | 660 | 0.08
Wind-1 | 661 | 0.08
Wind-1 | 662 | 0.08
Wind-1 | 663 | 0.08
Wind-1 | 664 | 0.08
Wind-1 | 665 | 0.08
Wind-1 | 666 | 0.08
Wind-1 | 667 | 0.08
Wind-1 | 668 | 0.08
Wind-1 | 669 | 0.08
Wind-1 | 670 | 0.08
Wind-1 | 671 | 0.08
Wind-1 | 672 | 0.08
Wind-1 | 673 | 0.08
Wind-1 | 674 | 0.08
Wind-1 | 675 | 0.08
Wind-1 | 676 | 0.08
Wind-1 | 677 | 0.08
Wind-1 | 678 | 0.08
Wind-1 | 679 | 0.08
Wind-1 | 680 | 0.08
Wind-1 | 681 | 0.08
Wind-1 | 682 | 0.08
Wind-1 | 683 | 0.08
Wind-1 | 684 | 0.08
Wind-1 | 685 | 0.08
Wind-1 | 686 | 0.08
Wind-1 | 687 | 0.08
Wind-1 | 688 | 0.08
Wind-1 | 689 | 0.08
Wind-1 | 690 | 0.08
Wind-1 | 691 | 0.08
Wind-1 | 692 | 0.08
Wind-1 | 693 | 0.08
Wind-1 | 694 | 0.08
Wind-1 | 695 | 0.08
Wind-1 | 696 | 0.08
Wind-1 | 697 | 0.08
Wind-1 | 698 | 0.08
Wind-1 | 699 | 0.08
Wind-1 | 700 | 0.08
Wind-1 | 701 | 0.08
Wind-1 | 702 | 0.08
Wind-1 | 703 | 0.08
Wind-1 | 704 | 0.08
Wind-1 | 705 | 0.08
Wind-1 | 706 | 0.08
Wind-1 | 707 | 0.08
Wind-1 | 708 | 0.08
Wind-1 | 709 | 0.08
Wind-1 | 710 | 0.08
Wind-1 | 711 | 0.08
Wind-1 | 712 | 0.08
Wind-1 | 713 | 0.08
Wind-1 | 714 | 0.08
Wind-1 | 715 | 0.08
Wind-1 | 716 | 0.08
Wind-1 | 717 | 0.08
Wind-1 | 718 | 0.08
Wind-1 | 719 | 0.08
Wind-1 | 720 | 0.08
Wind-1 | 721 | 0.08
Wind-1 | 722 | 0.08
Wind-1 | 723 | 0.08
Wind-1 | 724 | 0.08
Wind-1 | 725 | 0.08
Wind-1 | 726 | 0.08
Wind-1 | 727 | 0.08
Wind-1 | 728 | 0.08
Wind-1 | 729 | 0.08
Wind-1 | 730 | 0.08
Wind-1 | 731 | 0.08
Wind-1 | 732 | 0.08
Wind-1 | 733 | 0.08
Wind-1 | 734 | 0.08
Wind-1 | 735 | 0.08
Wind-1 | 736 | 0.08
Wind-1 | 737 | 0.08
Wind-1 | 738 | 0.08
Wind-1 | 739 | 0.08
Wind-1 | 740 | 0.08
Wind-1 | 741 | 0.08
Wind-1 | 742 | 0.08
Wind-1 | 743 | 0.08
Wind-1 | 744 | 0.08
Wind-1 | 745 | 0.08
Wind-1 | 746 | 0.08
Wind-1 | 747 | 0.08
Wind-1 | 748 | 0.08
Wind-1 | 749 | 0.08
Wind-1 | 750 | 0.08
Wind-1 | 751 | 0.08
Wind-1 | 752 | 0.08
Wind-1 | 753 | 0.08
Wind-1 | 754 | 0.08
Wind-1 | 755 | 0.08
Wind-1 | 756 | 0.08
Wind-1 | 757 | 0.08
Wind-1 | 758 | 0.08
Wind-1 | 759 | 0.08
Wind-1 | 760 | 0.08
Wind-1 | 761 | 0.08
Wind-1 | 762 | 0.08
Wind-1 | 763 | 0.08
Wind-1 | 764 | 0.08
Wind-1 | 765 | 0.08
Wind-1 | 766 | 0.08
Wind-1 | 767 | 0.08
Wind-1 | 768 | 0.08
Wind-1 | 769 | 0.08
Wind-1 | 770 | 0.08
Wind-1 | 771 | 0.08
Wind-1 | 772 | 0.08
Wind-1 | 773 | 0.08
Wind-1 | 774 | 0.08
Wind-1 | 775 | 0.08
Wind-1 | 776 | 0.08
Wind-1 | 777 | 0.08
Wind-1 | 778 | 0.08
Wind-1 | 779 | 0.08
Wind-1 | 780 | 0.08
Wind-1 | 781 | 0.08
Wind-1 | 782 | 0.08
Wind-1 | 783 | 0.08
Wind-1 | 784 | 0.08
Wind-1 | 785 | 0.08
Wind-1 | 786 | 0.08
Wind-1 | 787 | 0.08
Wind-1 | 788 | 0.08
Wind-1 | 789 | 0.08
Wind-1 | 790 | 0.08
Wind-1 | 791 | 0.08
Wind-1 | 792 | 0.08
Wind-1 | 793 | 0.08
Wind-1 | 794 | 0.08
Wind-1 | 795 | 0.08
Wind-1 | 796 | 0.08
Wind-1 | 797 | 0.08
Wind-1 | 798 | 0.08
Wind-1 | 799 | 0.08
Wind-1 | 800 | 0.08
Wind-1 | 801 | 0.08
Wind-1 | 802 | 0.08
Wind-1 | 803 | 0.08
Wind-1 | 804 | 0.08
Wind-1 | 805 | 0.08
Wind-1 | 806 | 0.08
Wind-1 | 807 | 0.08
Wind-1 | 808 | 0.08
Wind-1 | 809 | 0.08
Wind-1 | 810 | 0.08
Wind-1 | 811 | 0.08
Wind-1 | 812 | 0.08
Wind-1 | 813 | 0.08
Wind-1 | 814 | 0.08
Wind-1 | 815 | 0.08
Wind-1 | 816 | 0.08
Wind-1 | 817 | 0.08
Wind-1 | 818 | 0.08
Wind-1 | 819 | 0.08
Wind-1 | 820 | 0.08
Wind-1 | 821 | 0.08
Wind-1 | 822 | 0.08
Wind-1 | 823 | 0.08
Wind-1 | 824 | 0.08
Wind-1 | 825 | 0.08
Wind-1 | 826 | 0.08
Wind-1 | 827 | 0.08
Wind-1 | 828 | 0.08
Wind-1 | 829 | 0.08
Wind-1 | 830 | 0.08
Wind-1 | 831 | 0.08
Wind-1 | 832 | 0.08
Wind-1 | 833 | 0.08
Wind-1 | 834 | 0.08
Wind-1 | 835 | 0.08
Wind-1 | 836 | 0.08
Wind-1 | 837 | 0.08
Wind-1 | 838 | 0.08
Wind-1 | 839 | 0.08
Wind-1 | 840 | 0.08
Wind-1 | 841 | 0.08
Wind-1 | 842 | 0.08
Wind-1 | 843 | 0.08
Wind-1 | 844 | 0.08
Wind-1 | 845 | 0.08
Wind-1 | 846 | 0.08
Wind-1 | 847 | 0.08
Wind-1 | 848 | 0.08
Wind-1 | 849 | 0.08
Wind-1 | 850 | 0.08
Wind-1 | 851 | 0.08
Wind-1 | 852 | 0.08
Wind-1 | 853 | 0.08
Wind-1 | 854 | 0.08
Wind-1 | 855 | 0.08
Wind-1 | 856 | 0.08
Wind-1 | 857 | 0.08
Wind-1 | 858 | 0.08
Wind-1 | 859 | 0.08
Wind-1 | 860 | 0.08
Wind-1 | 861 | 0.08
Wind-1 | 862 | 0.08
Wind-1 | 863 | 0.08
Wind-1 | 864 | 0.08
Wind-1 | 865 | 0.08
Wind-1 | 866 | 0.08
Wind-1 | 867 | 0.08
Wind-1 | 868 | 0.08
Wind-1 | 869 | 0.08
Wind-1 | 870 | 0.08
Wind-1 | 871 | 0.08
Wind-1 | 872 | 0.08
Wind-1 | 873 | 0.08
Wind-1 | 874 | 0.08
Wind-1 | 875 | 0.08
Wind-1 | 876 | 0.08
Wind-1 | 877 | 0.08
Wind-1 | 878 | 0.08
Wind-1 | 879 | 0.08
Wind-1 | 880 | 0.08
Wind-1 | 881 | 0.08
Wind-1 | 882 | 0.08
Wind-1 | 883 | 0.08
Wind-1 | 884 | 0.08
Wind-1 | 885 | 0.08
Wind-1 | 886 | 0.08
Wind-1 | 887 | 0.08
Wind-1 | 888 | 0.08
Wind-1 | 889 | 0.08
Wind-1 | 890 | 0.08
Wind-1 | 891 | 0.08
Wind-1 | 892 | 0.08
Wind-1 | 893 | 0.08
Wind-1 | 894 | 0.08
Wind-1 | 895 | 0.08
Wind-1 | 896 | 0.08
Wind-1 | 897 | 0.08
Wind-1 | 898 | 0.08
Wind-1 | 899 | 0.08
Wind-1 | 900 | 0.08
Wind-1 | 901 | 0.08
Wind-1 | 902 | 0.08
Wind-1 | 903 | 0.08
Wind-1 | 904 | 0.08
Wind-1 | 905 | 0.08
Wind-1 | 906 | 0.08
Wind-1 | 907 | 0.08
Wind-1 | 908 | 0.08
Wind-1 | 909 | 0.08
Wind-1 | 910 | 0.08
Wind-1 | 911 | 0.08
Wind-1 | 912 | 0.08
Wind-1 | 913 | 0.08
Wind-1 | 914 | 0.08
Wind-1 | 915 | 0.08
Wind-1 | 916 | 0.08
Wind-1 | 917 | 0.08
Wind-1 | 918 | 0.08
Wind-1 | 919 | 0.08
Wind-1 | 920 | 0.08
Wind-1 | 921 | 0.08
Wind-1 | 922 | 0.08
Wind-1 | 923 | 0.08
Wind-1 | 924 | 0.08
Wind-1 | 925 | 0.08
Wind-1 | 926 | 0.08
Wind-1 | 927 | 0.08
Wind-1 | 928 | 0.08
Wind-1 | 929 | 0.08
Wind-1 | 930 | 0.08
Wind-1 | 931 | 0.08
Wind-1 | 932 | 0.08
Wind-1 | 933 | 0.08
Wind-1 | 934 | 0.08
Wind-1 | 935 | 0.08
Wind-1 | 936 | 0.08
Wind-1 | 937 | 0.08
Wind-1 | 938 | 0.08
Wind-1 | 939 | 0.08
Wind-1 | 940 | 0.08
Wind-1 | 941 | 0.08
Wind-1 | 942 | 0.08
Wind-1 | 943 | 0.08
Wind-1 | 944 | 0.08
Wind-1 | 945 | 0.08
Wind-1 | 946 | 0.08
Wind-1 | 947 | 0.08
Wind-1 | 948 | 0.08
Wind-1 | 949 | 0.08
Wind-1 | 950 | 0.08
Wind-1 | 951 | 0.08
Wind-1 | 952 | 0.08
Wind-1 | 953 | 0.08
Wind-1 | 954 | 0.08
Wind-1 | 955 | 0.08
Wind-1 | 956 | 0.08
Wind-1 | 957 | 0.08
Wind-1 | 958 | 0.08
Wind-1 | 959 | 0.08
Wind-1 | 960 | 0.08
Wind-1 | 961 | 0.08
Wind-1 | 962 | 0.08
Wind-1 | 963 | 0.08
Wind-1 | 964 | 0.08
Wind-1 | 965 | 0.08
Wind-1 | 966 | 0.08
Wind-1 | 967 | 0.08
Wind-1 | 968 | 0.08
Wind-1 | 969 | 0.08
Wind-1 | 970 | 0.08
Wind-1 | 971 | 0.08
Wind-1 | 972 | 0.08
Wind-1 | 973 | 0.08
Wind-1 | 974 | 0.08
Wind-1 | 975 | 0.08
Wind-1 | 976 | 0.08
Wind-1 | 977 | 0.08
Wind-1 | 978 | 0.08
Wind-1 | 979 | 0.08
Wind-1 | 980 | 0.08
Wind-1 | 981 | 0.08
Wind-1 | 982 | 0.08
Wind-1 | 983 | 0.08
Wind-1 | 984 | 0.08
Wind-1 | 985 | 0.08
Wind-1 | 986 | 0.08
Wind-1 | 987 | 0.08
Wind-1 | 988 | 0.08
Wind-1 | 989 | 0.08
Wind-1 | 990 | 0.08
Wind-1 | 991 | 0.08
Wind-1 | 992 | 0.08
Wind-1 | 993 | 0.08
Wind-1 | 994 | 0.08
Wind-1 | 995 | 0.08
Wind-1 | 996 | 0.08
Wind-1 | 997 | 0.08
Wind-1 | 998 | 0.08
Wind-1 | 999 | 0.08
Wind-1 | 1000 | 0.08
Wind-1 | 1001 | 0.08
Wind-1 | 1002 | 0.08
Wind-1 | 1003 | 0.08
Wind-1 | 1004 | 0.08
Wind-1 | 1005 | 0.08
Wind-1 | 1006 | 0.08
Wind-1 | 1007 | 0.08
Wind-1 | 1008 | 0.08
Wind-1 | 1009 | 0.08
Wind-1 | 1010 | 0.08
Wind-1 | 1011 | 0.08
Wind-1 | 1012 | 0.08
Wind-1 | 1013 | 0.08
Wind-1 | 1014 | 0.08
Wind-1 | 1015 | 0.08
Wind-1 | 1016 | 0.08
Wind-1 | 1017 | 0.08
Wind-1 | 1018 | 0.08
Wind-1 | 1019 | 0.08
Wind-1 | 1020 | 0.08
Wind-1 | 1021 | 0.08
Wind-1 | 1022 | 0.08
Wind-1 | 1023 | 0.08
Wind-1 | 1024 | 0.08
Wind-1 | 1025 | 0.08
Wind-1 | 1026 | 0.08
Wind-1 | 1027 | 0.08
Wind-1 | 1028 | 0.08
Wind-1 | 1029 | 0.08
Wind-1 | 1030 | 0.08
Wind-1 | 1031 | 0.08
Wind-1 | 1032 | 0.08
Wind-1 | 1033 | 0.08
Wind-1 | 1034 | 0.08
Wind-1 | 1035 | 0.08
Wind-1 | 1036 | 0.08
Wind-1 | 1037 | 0.08
Wind-1 | 1038 | 0.08
Wind-1 | 1039 | 0.08
Wind-1 | 1040 | 0.08
Wind-1 | 1041 | 0.08
Wind-1 | 1042 | 0.08
Wind-1 | 1043 | 0.08
Wind-1 | 1044 | 0.08
Wind-1 | 1045 | 0.08
Wind-1 | 1046 | 0.08
Wind-1 | 1047 | 0.08
Wind-1 | 1048 | 0.08
Wind-1 | 1049 | 0.08
Wind-1 | 1050 | 0.08
Wind-1 | 1051 | 0.08
Wind-1 | 1052 | 0.08
Wind-1 | 1053 | 0.08
Wind-1 | 1054 | 0.08
Wind-1 | 1055 | 0.08
Wind-1 | 1056 | 0.08
Wind-1 | 1057 | 0.08
Wind-1 | 1058 | 0.08
Wind-1 | 1059 | 0.08
Wind-1 | 1060 | 0.08
Wind-1 | 1061 | 0.08
Wind-1 | 1062 | 0.08
Wind-1 | 1063 | 0.08
Wind-1 | 1064 | 0.08
Wind-1 | 1065 | 0.08
Wind-1 | 1066 | 0.08
Wind-1 | 1067 | 0.08
Wind-1 | 1068 | 0.08
Wind-1 | 1069 | 0.08
Wind-1 | 1070 | 0.08
Wind-1 | 1071 | 0.08
Wind-1 | 1072 | 0.08
Wind-1 | 1073 | 0.08
Wind-1 | 1074 | 0.08
Wind-1 | 1075 | 0.08
Wind-1 | 1076 | 0.08
Wind-1 | 1077 | 0.08
Wind-1 | 1078 | 0.08
Wind-1 | 1079 | 0.08
Wind-1 | 1080 | 0.08
Wind-1 | 1081 | 0.08
Wind-1 | 1082 | 0.08
Wind-1 | 1083 | 0.08
Wind-1 | 1084 | 0.08
Wind-1 | 1085 | 0.08
Wind-1 | 1086 | 0.08
Wind-1 | 1087 | 0.08
Wind-1 | 1088 | 0.08
Wind-1 | 1089 | 0.08
Wind-1 | 1090 | 0.08
Wind-1 | 1091 | 0.08
Wind-1 | 1092 | 0.08
Wind-1 | 1093 | 0.08
Wind-1 | 1094 | 0.08
Wind-1 | 1095 | 0.08
Wind-1 | 1096 | 0.08
Wind-1 | 1097 | 0.08
Wind-1 | 1098 | 0.08
Wind-1 | 1099 | 0.08
Wind-1 | 1100 | 0.08
Wind-1 | 1101 | 0.08
Wind-1 | 1102 | 0.08
Wind-1 | 1103 | 0.08
Wind-1 | 1104 | 0.08
Wind-1 | 1105 | 0.08
Wind-1 | 1106 | 0.08
Wind-1 | 1107 | 0.08
Wind-1 | 1108 | 0.08
Wind-1 | 1109 | 0.08
Wind-1 | 1110 | 0.08
Wind-1 | 1111 | 0.08
Wind-1 | 1112 | 0.08
Wind-1 | 1113 | 0.08
Wind-1 | 1114 | 0.08
Wind-1 | 1115 | 0.08
Wind-1 | 1116 | 0.08
Wind-1 | 1117 | 0.08
Wind-1 | 1118 | 0.08
Wind-1 | 1119 | 0.08
Wind-1 | 1120 | 0.08
Wind-1 | 1121 | 0.08
Wind-1 | 1122 | 0.08
Wind-1 | 1123 | 0.08
Wind-1 | 1124 | 0.08
Wind-1 | 1125 | 0.08
Wind-1 | 1126 | 0.08
Wind-1 | 1127 | 0.08
Wind-1 | 1128 | 0.08
Wind-1 | 1129 | 0.08
Wind-1 | 1130 | 0.08
Wind-1 | 1131 | 0.08
Wind-1 | 1132 | 0.08
Wind-1 | 1133 | 0.08
Wind-1 | 1134 | 0.08
Wind-1 | 1135 | 0.08
Wind-1 | 1136 | 0.08
Wind-1 | 1137 | 0.08
Wind-1 | 1138 | 0.08
Wind-1 | 1139 | 0.08
Wind-1 | 1140 | 0.08
Wind-1 | 1141 | 0.08
Wind-1 | 1142 | 0.08
Wind-1 | 1143 | 0.08
Wind-1 | 1144 | 0.08
Wind-1 | 1145 | 0.08
Wind-1 | 1146 | 0.08
Wind-1 | 1147 | 0.08
Wind-1 | 1148 | 0.08
Wind-1 | 1149 | 0.08
Wind-1 | 1150 | 0.08
Wind-1 | 1151 | 0.08
Wind-1 | 1152 | 0.08
Wind-1 | 1153 | 0.08
Wind-1 | 1154 | 0.08
Wind-1 | 1155 | 0.08
Wind-1 | 1156 | 0.08
Wind-1 | 1157 | 0.08
Wind-1 | 1158 | 0.08
Wind-1 | 1159 | 0.08
Wind-1 | 1160 | 0.08
Wind-1 | 1161 | 0.08
Wind-1 | 1162 | 0.08
Wind-1 | 1163 | 0.08
Wind-1 | 1164 | 0.08
Wind-1 | 1165 | 0.08
Wind-1 | 1166 | 0.08
Wind-1 | 1167 | 0.08
Wind-1 | 1168 | 0.08
Wind-1 | 1169 | 0.08
Wind-1 | 1170 | 0.08
Wind-1 | 1171 | 0.08
Wind-1 | 1172 | 0.08
Wind-1 | 1173 | 0.08
Wind-1 | 1174 | 0.08
Wind-1 | 1175 | 0.08
Wind-1 | 1176 | 0.08
Wind-1 | 1177 | 0.08
Wind-1 | 1178 | 0.08
Wind-1 | 1179 | 0.08
Wind-1 | 1180 | 0.08
Wind-1 | 1181 | 0.08
Wind-1 | 1182 | 0.08
Wind-1 | 1183 | 0.08
Wind-1 | 1184 | 0.08
Wind-1 | 1185 | 0.08
Wind-1 | 1186 | 0.08
Wind-1 | 1187 | 0.08
Wind-1 | 1188 | 0.08
Wind-1 | 1189 | 0.08
Wind-1 | 1190 | 0.08
Wind-1 | 1191 | 0.08
Wind-1 | 1192 | 0.08
Wind-1 | 1193 | 0.08
Wind-1 | 1194 | 0.08
Wind-1 | 1195 | 0.08
Wind-1 | 1196 | 0.08
Wind-1 | 1197 | 0.08
Wind-1 | 1198 | 0.08
Wind-1 | 1199 | 0.08
Wind-1 | 1200 | 0.08
Wind-1 | 1201 | 0.08
Wind-1 | 1202 | 0.08
Wind-1 | 1203 | 0.08
Wind-1 | 1204 | 0.08
Wind-1 | 1205 | 0.08
Wind-1 | 1206 | 0.08
Wind-1 | 1207 | 0.08
Wind-1 | 1208 | 0.08
Wind-1 | 1209 | 0.08
Wind-1 | 1210 | 0.08
Wind-1 | 1211 | 0.08
Wind-1 | 1212 | 0.08
Wind-1 | 1213 | 0.08
Wind-1 | 1214 | 0.08
Wind-1 | 1215 | 0.08
Wind-1 | 1216 | 0.08
Wind-1 | 1217 | 0.08
Wind-1 | 1218 | 0.08
Wind-1 | 1219 | 0.08
Wind-1 | 1220 | 0.08
Wind-1 | 1221 | 0.08
Wind-1 | 1222 | 0.08
Wind-1 | 1223 | 0.08
Wind-1 | 1224 | 0.08
Wind-1 | 1225 | 0.08
Wind-1 | 1226 | 0.08
Wind-1 | 1227 | 0.08
Wind-1 | 1228 | 0.08
Wind-1 | 1229 | 0.08
Wind-1 | 1230 | 0.08
Wind-1 | 1231 | 0.08
Wind-1 | 1232 | 0.08
Wind-1 | 1233 | 0.08
Wind-1 | 1234 | 0.08
Wind-1 | 1235 | 0.08
Wind-1 | 1236 | 0.08
Wind-1 | 1237 | 0.08
Wind-1 | 1238 | 0.08
Wind-1 | 1239 | 0.08
Wind-1 | 1240 | 0.08
Wind-1 | 1241 | 0.08
Wind-1 | 1242 | 0.08
Wind-1 | 1243 | 0.08
Wind-1 | 1244 | 0.08
Wind-1 | 1245 | 0.08
Wind-1 | 1246 | 0.08
Wind-1 | 1247 | 0.08
Wind-1 | 1248 | 0.08
Wind-1 | 1249 | 0.08
Wind-1 | 1250 | 0.08
Wind-1 | 1251 | 0.08
Wind-1 | 1252 | 0.08
Wind-1 | 1253 | 0.08
Wind-1 | 1254 | 0.08
Wind-1 | 1255 | 0.08
Wind-1 | 1256 | 0.08
Wind-1 | 1257 | 0.08
Wind-1 | 1258 | 0.08
Wind-1 | 1259 | 0.08
Wind-1 | 1260 | 0.08
Wind-1 | 1261 | 0.08
Wind-1 | 1262 | 0.08
Wind-1 | 1263 | 0.08
Wind-1 | 1264 | 0.08
Wind-1 | 1265 | 0.08
Wind-1 | 1266 | 0.08
Wind-1 | 1267 | 0.08
Wind-1 | 1268 | 0.08
Wind-1 | 1269 | 0.08
Wind-1 | 1270 | 0.08
Wind-1 | 1271 | 0.08
Wind-1 | 1272 | 0.08
Wind-1 | 1273 | 0.08
Wind-1 | 1274 | 0.08
Wind-1 | 1275 | 0.08
Wind-1 | 1276 | 0.08
Wind-1 | 1277 | 0.08
Wind-1 | 1278 | 0.08
Wind-1 | 1279 | 0.08
Wind-1 | 1280 | 0.08
Wind-1 | 1281 | 0.08
Wind-1 | 1282 | 0.08
Wind-1 | 1283 | 0.08
Wind-1 | 1284 | 0.08
Wind-1 | 1285 | 0.08
Wind-1 | 1286 | 0.08
Wind-1 | 1287 | 0.08
Wind-1 | 1288 | 0.08
Wind-1 | 1289 | 0.08
Wind-1 | 1290 | 0.08
Wind-1 | 1291 | 0.08
Wind-1 | 1292 | 0.08
Wind-1 | 1293 | 0.08
Wind-1 | 1294 | 0.08
Wind-1 | 1295 | 0.08
Wind-1 | 1296 | 0.08
Wind-1 | 1297 | 0.08
Wind-1 | 1298 | 0.08
Wind-1 | 1299 | 0.08
Wind-1 | 1300 | 0.08
Wind-1 | 1301 | 0.08
Wind-1 | 1302 | 0.08
Wind-1 | 1303 | 0.08
Wind-1 | 1304 | 0.08
Wind-1 | 1305 | 0.08
Wind-1 | 1306 | 0.08
Wind-1 | 1307 | 0.08
Wind-1 | 1308 | 0.08
Wind-1 | 1309 | 0.08
Wind-1 | 1310 | 0.08
Wind-1 | 1311 | 0.08
Wind-1 | 1312 | 0.08
Wind-1 | 1313 | 0.08
Wind-1 | 1314 | 0.08
Wind-1 | 1315 | 0.08
Wind-1 | 1316 | 0.08
Wind-1 | 1317 | 0.08
Wind-1 | 1318 | 0.08
Wind-1 | 1319 | 0.08
Wind-1 | 1320 | 0.08
Wind-1 | 1321 | 0.08
Wind-1 | 1322 | 0.08
Wind-1 | 1323 | 0.08
Wind-1 | 1324 | 0.08
Wind-1 | 1325 | 0.08
Wind-1 | 1326 | 0.08
Wind-1 | 1327 | 0.08
Wind-1 | 1328 | 0.08
Wind-1 | 1329 | 0.08
Wind-1 | 1330 | 0.08
Wind-1 | 1331 | 0.08
Wind-1 | 1332 | 0.08
Wind-1 | 1333 | 0.08
Wind-1 | 1334 | 0.08
Wind-1 | 1335 | 0.08
Wind-1 | 1336 | 0.08
Wind-1 | 1337 | 0.08
Wind-1 | 1338 | 0.08
Wind-1 | 1339 | 0.08
Wind-1 | 1340 | 0.08
Wind-1 | 1341 | 0.08
Wind-1 | 1342 | 0.08
Wind-1 | 1343 | 0.08
Wind-1 | 1344 | 0.08
Wind-1 | 1345 | 0.08
Wind-1 | 1346 | 0.08
Wind-1 | 1347 | 0.08
Wind-1 | 1348 | 0.08
Wind-1 | 1349 | 0.08
Wind-1 | 1350 | 0.08
Wind-1 | 1351 | 0.08
Wind-1 | 1352 | 0.08
Wind-1 | 1353 | 0.08
Wind-1 | 1354 | 0.08
Wind-1 | 1355 | 0.08
Wind-1 | 1356 | 0.08
Wind-1 | 1357 | 0.08
Wind-1 | 1358 | 0.08
Wind-1 | 1359 | 0.08
Wind-1 | 1360 | 0.08
Wind-1 | 1361 | 0.08
Wind-1 | 1362 | 0.08
Wind-1 | 1363 | 0.08
Wind-1 | 1364 | 0.08
Wind-1 | 1365 | 0.08
Wind-1 | 1366 | 0.08
Wind-1 | 1367 | 0.08
Wind-1 | 1368 | 0.08
Wind-1 | 1369 | 0.08
Wind-1 | 1370 | 0.08
Wind-1 | 1371 | 0.08
Wind-1 | 1372 | 0.08
Wind-1 | 1373 | 0.08
Wind-1 | 1374 | 0.08
Wind-1 | 1375 | 0.08
Wind-1 | 1376 | 0.08
Wind-1 | 1377 | 0.08
Wind-1 | 1378 | 0.08
Wind-1 | 1379 | 0.08
Wind-1 | 1380 | 0.08
Wind-1 | 1381 | 0.08
Wind-1 | 1382 | 0.08
Wind-1 | 1383 | 0.08
Wind-1 | 1384 | 0.08
Wind-1 | 1385 | 0.08
Wind-1 | 1386 | 0.08
Wind-1 | 1387 | 0.08
Wind-1 | 1388 | 0.08
Wind-1 | 1389 | 0.08
Wind-1 | 1390 | 0.08
Wind-1 | 1391 | 0.08
Wind-1 | 1392 | 0.08
Wind-1 | 1393 | 0.08
Wind-1 | 1394 | 0.08
Wind-1 | 1395 | 0.08
Wind-1 | 1396 | 0.08
Wind-1 | 1397 | 0.08
Wind-1 | 1398 | 0.08
Wind-1 | 1399 | 0.08
Wind-1 | 1400 | 0.08
Wind-1 | 1401 | 0.08
Wind-1 | 1402 | 0.08
Wind-1 | 1403 | 0.08
Wind-1 | 1404 | 0.08
Wind-1 | 1405 | 0.08
Wind-1 | 1406 | 0.08
Wind-1 | 1407 | 0.08
Wind-1 | 1408 | 0.08
Wind-1 | 1409 | 0.08
Wind-1 | 1410 | 0.08
Wind-1 | 1411 | 0.08
Wind-1 | 1412 | 0.08
Wind-1 | 1413 | 0.08
Wind-1 | 1414 | 0.08
Wind-1 | 1415 | 0.08
Wind-1 | 1416 | 0.08
Wind-1 | 1417 | 0.08
Wind-1 | 1418 | 0.08
Wind-1 | 1419 | 0.08
Wind-1 | 1420 | 0.08
Wind-1 | 1421 | 0.08
Wind-1 | 1422 | 0.08
Wind-1 | 1423 | 0.08
Wind-1 | 1424 | 0.08
Wind-1 | 1425 | 0.08
Wind-1 | 1426 | 0.08
Wind-1 | 1427 | 0.08
Wind-1 | 1428 | 0.08
Wind-1 | 1429 | 0.08
Wind-1 | 1430 | 0.08
Wind-1 | 1431 | 0.08
Wind-1 | 1432 | 0.08
Wind-1 | 1433 | 0.08
Wind-1 | 1434 | 0.08
Wind-1 | 1435 | 0.08
Wind-1 | 1436 | 0.08
Wind-1 | 1437 | 0.08
Wind-1 | 1438 | 0.08
Wind-1 | 1439 | 0.08
Wind-1 | 1440 | 0.08
Wind-1 | 1441 | 0.08
Wind-1 | 1442 | 0.08
Wind-1 | 1443 | 0.08
Wind-1 | 1444 | 0.08
Wind-1 | 1445 | 0.08
Wind-1 | 1446 | 0.08
Wind-1 | 1447 | 0.08
Wind-1 | 1448 | 0.08
Wind-1 | 1449 | 0.08
Wind-1 | 1450 | 0.08
Wind-1 | 1451 | 0.08
Wind-1 | 1452 | 0.08
Wind-1 | 1453 | 0.08
Wind-1 | 1454 | 0.08
Wind-1 | 1455 | 0.08
Wind-1 | 1456 | 0.08
Wind-1 | 1457 | 0.08
Wind-1 | 1458 | 0.08
Wind-1 | 1459 | 0.08
Wind-1 | 1460 | 0.08
Wind-1 | 1461 | 0.08
Wind-1 | 1462 | 0.08
Wind-1 | 1463 | 0.08
Wind-1 | 1464 | 0.08
Wind-1 | 1465 | 0.08
Wind-1 | 1466 | 0.08
Wind-1 | 1467 | 0.08
Wind-1 | 1468 | 0.08
Wind-1 | 1469 | 0.08
Wind-1 | 1470 | 0.08
Wind-1 | 1471 | 0.08
Wind-1 | 1472 | 0.08
Wind-1 | 1473 | 0.08
Wind-1 | 1474 | 0.08
Wind-1 | 1475 | 0.08
Wind-1 | 1476 | 0.08
Wind-1 | 1477 | 0.08
Wind-1 | 1478 | 0.08
Wind-1 | 1479 | 0.08
Wind-1 | 1480 | 0.08
Wind-1 | 1481 | 0.08
Wind-1 | 1482 | 0.08
Wind-1 | 1483 | 0.08
Wind-1 | 1484 | 0.08
Wind-1 | 1485 | 0.08
Wind-1 | 1486 | 0.08
Wind-1 | 1487 | 0.08
Wind-1 | 1488 | 0.08
Wind-1 | 1489 | 0.08
Wind-1 | 1490 | 0.08
Wind-1 | 1491 | 0.08
Wind-1 | 1492 | 0.08
Wind-1 | 1493 | 0.08
Wind-1 | 1494 | 0.08
Wind-1 | 1495 | 0.08
Wind-1 | 1496 | 0.08
Wind-1 | 1497 | 0.08
Wind-1 | 1498 | 0.08
Wind-1 | 1499 | 0.08
Wind-1 | 1500 | 0.08
Wind-1 | 1501 | 0.08
Wind-1 | 1502 | 0.08
Wind-1 | 1503 | 0.08
Wind-1 | 1504 | 0.08
Wind-1 | 1505 | 0.08
Wind-1 | 1506 | 0.08
Wind-1 | 1507 | 0.08
Wind-1 | 1508 | 0.08
Wind-1 | 1509 | 0.08
Wind-1 | 1510 | 0.08
Wind-1 | 1511 | 0.08
Wind-1 | 1512 | 0.08
Wind-1 | 1513 | 0.08
Wind-1 | 1514 | 0.08
Wind-1 | 1515 | 0.08
Wind-1 | 1516 | 0.08
Wind-1 | 1517 | 0.08
Wind-1 | 1518 | 0.08
Wind-1 | 1519 | 0.08
Wind-1 | 1520 | 0.08
Wind-1 | 1521 | 0.08
Wind-1 | 1522 | 0.08
Wind-1 | 1523 | 0.08
Wind-1 | 1524 | 0.08
Wind-1 | 1525 | 0.08
Wind-1 | 1526 | 0.08
Wind-1 | 1527 | 0.08
Wind-1 | 1528 | 0.08
Wind-1 | 1529 | 0.08
Wind-1 | 1530 | 0.08
Wind-1 | 1531 | 0.08
Wind-1 | 1532 | 0.08
Wind-1 | 1533 | 0.08
Wind-1 | 1534 | 0.08
Wind-1 | 1535 | 0.08
Wind-1 | 1536 | 0.08
Wind-1 | 1537 | 0.08
Wind-1 | 1538 | 0.08
Wind-1 | 1539 | 0.08
Wind-1 | 1540 | 0.08
Wind-1 | 1541 | 0.08
Wind-1 | 1542 | 0.08
Wind-1 | 1543 | 0.08
Wind-1 | 1544 | 0.08
Wind-1 | 1545 | 0.08
Wind-1 | 1546 | 0.08
Wind-1 | 1547 | 0.08
Wind-1 | 1548 | 0.08
Wind-1 | 1549 | 0.08
Wind-1 | 1550 | 0.08
Wind-1 | 1551 | 0.08
Wind-1 | 1552 | 0.08
Wind-1 | 1553 | 0.08
Wind-1 | 1554 | 0.08
Wind-1 | 1555 | 0.08
Wind-1 | 1556 | 0.08
Wind-1 | 1557 | 0.08
Wind-1 | 1558 | 0.08
Wind-1 | 1559 | 0.08
Wind-1 | 1560 | 0.08
Wind-1 | 1561 | 0.08
Wind-1 | 1562 | 0.08
Wind-1 | 1563 | 0.08
Wind-1 | 1564 | 0.08
Wind-1 | 1565 | 0.08
Wind-1 | 1566 | 0.08
Wind-1 | 1567 | 0.08
Wind-1 | 1568 | 0.08
Wind-1 | 1569 | 0.08
Wind-1 | 1570 | 0.08
Wind-1 | 1571 | 0.08
Wind-1 | 1572 | 0.08
Wind-1 | 1573 | 0.08
Wind-1 | 1574 | 0.08
Wind-1 | 1575 | 0.08
Wind-1 | 1576 | 0.08
Wind-1 | 1577 | 0.08
Wind-1 | 1578 | 0.08
Wind-1 | 1579 | 0.08
Wind-1 | 1580 | 0.08
Wind-1 | 1581 | 0.08
Wind-1 | 1582 | 0.08
Wind-1 | 1583 | 0.08
Wind-1 | 1584 | 0.08
Wind-1 | 1585 | 0.08
Wind-1 | 1586 | 0.08
Wind-1 | 1587 | 0.08
Wind-1 | 1588 | 0.08
Wind-1 | 1589 | 0.08
Wind-1 | 1590 | 0.08
Wind-1 | 1591 | 0.08
Wind-1 | 1592 | 0.08
Wind-1 | 1593 | 0.08
Wind-1 | 1594 | 0.08
Wind-1 | 1595 | 0.08
Wind-1 | 1596 | 0.08
Wind-1 | 1597 | 0.08
Wind-1 | 1598 | 0.08
Wind-1 | 1599 | 0.08
Wind-1 | 1600 | 0.08
Wind-1 | 1601 | 0.08
Wind-1 | 1602 | 0.08
Wind-1 | 1603 | 0.08
Wind-1 | 1604 | 0.08
Wind-1 | 1605 | 0.08
Wind-1 | 1606 | 0.08
Wind-1 | 1607 | 0.08
Wind-1 | 1608 | 0.08
Wind-1 | 1609 | 0.08
Wind-1 | 1610 | 0.08
Wind-1 | 1611 | 0.08
Wind-1 | 1612 | 0.08
Wind-1 | 1613 | 0.08
Wind-1 | 1614 | 0.08
Wind-1 | 1615 | 0.08
Wind-1 | 1616 | 0.08
Wind-1 | 1617 | 0.08
Wind-1 | 1618 | 0.08
Wind-1 | 1619 | 0.08
Wind-1 | 1620 | 0.08
Wind-1 | 1621 | 0.08
Wind-1 | 1622 | 0.08
Wind-1 | 1623 | 0.08
Wind-1 | 1624 | 0.08
Wind-1 | 1625 | 0.08
Wind-1 | 1626 | 0.08
Wind-1 | 1627 | 0.08
Wind-1 | 1628 | 0.08
Wind-1 | 1629 | 0.08
Wind-1 | 1630 | 0.08
Wind-1 | 1631 | 0.08
Wind-1 | 1632 | 0.08
Wind-1 | 1633 | 0.08
Wind-1 | 1634 | 0.08
Wind-1 | 1635 | 0.08
Wind-1 | 1636 | 0.08
Wind-1 | 1637 | 0.08
Wind-1 | 1638 | 0.08
Wind-1 | 1639 | 0.08
Wind-1 | 1640 | 0.08
Wind-1 | 1641 | 0.08
Wind-1 | 1642 | 0.08
Wind-1 | 1643 | 0.08
Wind-1 | 1644 | 0.08
Wind-1 | 1645 | 0.08
Wind-1 | 1646 | 0.08
Wind-1 | 1647 | 0.08
Wind-1 | 1648 | 0.08
Wind-1 | 1649 | 0.08
Wind-1 | 1650 | 0.08
Wind-1 | 1651 | 0.08
Wind-1 | 1652 | 0.08
Wind-1 | 1653 | 0.08
Wind-1 | 1654 | 0.08
Wind-1 | 1655 | 0.08
Wind-1 | 1656 | 0.08
Wind-1 | 1657 | 0.08
Wind-1 | 1658 | 0.08
Wind-1 | 1659 | 0.08
Wind-1 | 1660 | 0.08
Wind-1 | 1661 | 0.08
Wind-1 | 1662 | 0.08
Wind-1 | 1663 | 0.08
Wind-1 | 1664 | 0.08
Wind-1 | 1665 | 0.08
Wind-1 | 1666 | 0.08
Wind-1 | 1667 | 0.08
Wind-1 | 1668 | 0.08
Wind-1 | 1669 | 0.08
Wind-1 | 1670 | 0.08
Wind-1 | 1671 | 0.08
Wind-1 | 1672 | 0.08
Wind-1 | 1673 | 0.08
Wind-1 | 1674 | 0.08
Wind-1 | 1675 | 0.08
Wind-1 | 1676 | 0.08
Wind-1 | 1677 | 0.08
Wind-1 | 1678 | 0.08
Wind-1 | 1679 | 0.08
Wind-1 | 1680 | 0.08
Wind-1 | 1681 | 0.08
Wind-1 | 1682 | 0.08
Wind-1 | 1683 | 0.08
Wind-1 | 1684 | 0.08
Wind-1 | 1685 | 0.08
Wind-1 | 1686 | 0.08
Wind-1 | 1687 | 0.08
Wind-1 | 1688 | 0.08
Wind-1 | 1689 | 0.08
Wind-1 | 1690 | 0.08
Wind-1 | 1691 | 0.08
Wind-1 | 1692 | 0.08
Wind-1 | 1693 | 0.08
Wind-1 | 1694 | 0.08
Wind-1 | 1695 | 0.08
Wind-1 | 1696 | 0.08
Wind-1 | 1697 | 0.08
Wind-1 | 1698 | 0.08
Wind-1 | 1699 | 0.08
Wind-1 | 1700 | 0.08
Wind-1 | 1701 | 0.08
Wind-1 | 1702 | 0.08
Wind-1 | 1703 | 0.08
Wind-1 | 1704 | 0.08
Wind-1 | 1705 | 0.08
Wind-1 | 1706 | 0.08
Wind-1 | 1707 | 0.08
Wind-1 | 1708 | 0.08
Wind-1 | 1709 | 0.08
Wind-1 | 1710 | 0.08
Wind-1 | 1711 | 0.08
Wind-1 | 1712 | 0.08
Wind-1 | 1713 | 0.08
Wind-1 | 1714 | 0.08
Wind-1 | 1715 | 0.08
Wind-1 | 1716 | 0.08
Wind-1 | 1717 | 0.08
Wind-1 | 1718 | 0.08
Wind-1 | 1719 | 0.08
Wind-1 | 1720 | 0.08
Wind-1 | 1721 | 0.08
Wind-1 | 1722 | 0.08
Wind-1 | 1723 | 0.08
Wind-1 | 1724 | 0.08
Wind-1 | 1725 | 0.08
Wind-1 | 1726 | 0.08
Wind-1 | 1727 | 0.08
Wind-1 | 1728 | 0.08
Wind-1 | 1729 | 0.08
Wind-1 | 1730 | 0.08
Wind-1 | 1731 | 0.08
Wind-1 | 1732 | 0.08
Wind-1 | 1733 | 0.08
Wind-1 | 1734 | 0.08
Wind-1 | 1735 | 0.08
Wind-1 | 1736 | 0.08
Wind-1 | 1737 | 0.08
Wind-1 | 1738 | 0.08
Wind-1 | 1739 | 0.08
Wind-1 | 1740 | 0.08
Wind-1 | 1741 | 0.08
Wind-1 | 1742 | 0.08
Wind-1 | 1743 | 0.08
Wind-1 | 1744 | 0.08
Wind-1 | 1745 | 0.08
Wind-1 | 1746 | 0.08
Wind-1 | 1747 | 0.08
Wind-1 | 1748 | 0.08
Wind-1 | 1749 | 0.08
Wind-1 | 1750 | 0.08
Wind-1 | 1751 | 0.08
Wind-1 | 1752 | 0.08
Wind-1 | 1753 | 0.08
Wind-1 | 1754 | 0.08
Wind-1 | 1755 | 0.08
Wind-1 | 1756 | 0.08
Wind-1 | 1757 | 0.08
Wind-1 | 1758 | 0.08
Wind-1 | 1759 | 0.08
Wind-1 | 1760 | 0.08
Wind-1 | 1761 | 0.08
Wind-1 | 1762 | 0.08
Wind-1 | 1763 | 0.08
Wind-1 | 1764 | 0.08
Wind-1 | 1765 | 0.08
Wind-1 | 1766 | 0.08
Wind-1 | 1767 | 0.08
Wind-1 | 1768 | 0.08
Wind-1 | 1769 | 0.08
Wind-1 | 1770 | 0.08
Wind-1 | 1771 | 0.08
Wind-1 | 1772 | 0.08
Wind-1 | 1773 | 0.08
Wind-1 | 1774 | 0.08
Wind-1 | 1775 | 0.08
Wind-1 | 1776 | 0.08
Wind-1 | 1777 | 0.08
Wind-1 | 1778 | 0.08
Wind-1 | 1779 | 0.08
Wind-1 | 1780 | 0.08
Wind-1 | 1781 | 0.08
Wind-1 | 1782 | 0.08
Wind-1 | 1783 | 0.08
Wind-1 | 1784 | 0.08
Wind-1 | 1785 | 0.08
Wind-1 | 1786 | 0.08
Wind-1 | 1787 | 0.08
Wind-1 | 1788 | 0.08
Wind-1 | 1789 | 0.08
Wind-1 | 1790 | 0.08
Wind-1 | 1791 | 0.08
Wind-1 | 1792 | 0.08
Wind-1 | 1793 | 0.08
Wind-1 | 1794 | 0.08
Wind-1 | 1795 | 0.08
Wind-1 | 1796 | 0.08
Wind-1 | 1797 | 0.08
Wind-1 | 1798 | 0.08
Wind-1 | 1799 | 0.08
Wind-1 | 1800 | 0.08
Wind-1 | 1801 | 0.08
Wind-1 | 1802 | 0.08
Wind-1 | 1803 | 0.08
Wind-1 | 1804 | 0.08
Wind-1 | 1805 | 0.08
Wind-1 | 1806 | 0.08
Wind-1 | 1807 | 0.08
Wind-1 | 1808 | 0.08
Wind-1 | 1809 | 0.08
Wind-1 | 1810 | 0.08
Wind-1 | 1811 | 0.08
Wind-1 | 1812 | 0.08
Wind-1 | 1813 | 0.08
Wind-1 | 1814 | 0.08
Wind-1 | 1815 | 0.08
Wind-1 | 1816 | 0.08
Wind-1 | 1817 | 0.08
Wind-1 | 1818 | 0.08
Wind-1 | 1819 | 0.08
Wind-1 | 1820 | 0.08
Wind-1 | 1821 | 0.08
Wind-1 | 1822 | 0.08
Wind-1 | 1823 | 0.08
Wind-1 | 1824 | 0.08
Wind-1 | 1825 | 0.08
Wind-1 | 1826 | 0.08
Wind-1 | 1827 | 0.08
Wind-1 | 1828 | 0.08
Wind-1 | 1829 | 0.08
Wind-1 | 1830 | 0.08
Wind-1 | 1831 | 0.08
Wind-1 | 1832 | 0.08
Wind-1 | 1833 | 0.08
Wind-1 | 1834 | 0.08
Wind-1 | 1835 | 0.08
Wind-1 | 1836 | 0.08
Wind-1 | 1837 | 0.08
Wind-1 | 1838 | 0.08
Wind-1 | 1839 | 0.08
Wind-1 | 1840 | 0.08
Wind-1 | 1841 | 0.08
Wind-1 | 1842 | 0.08
Wind-1 | 1843 | 0.08
Wind-1 | 1844 | 0.08
Wind-1 | 1845 | 0.08
Wind-1 | 1846 | 0.08
Wind-1 | 1847 | 0.08
Wind-1 | 1848 | 0.08
Wind-1 | 1849 | 0.08
Wind-1 | 1850 | 0.08
Wind-1 | 1851 | 0.08
Wind-1 | 1852 | 0.08
Wind-1 | 1853 | 0.08
Wind-1 | 1854 | 0.08
Wind-1 | 1855 | 0.08
Wind-1 | 1856 | 0.08
Wind-1 | 1857 | 0.08
Wind-1 | 1858 | 0.08
Wind-1 | 1859 | 0.08
Wind-1 | 1860 | 0.08
Wind-1 | 1861 | 0.08
Wind-1 | 1862 | 0.08
Wind-1 | 1863 | 0.08
Wind-1 | 1864 | 0.08
Wind-1 | 1865 | 0.08
Wind-1 | 1866 | 0.08
Wind-1 | 1867 | 0.08
Wind-1 | 1868 | 0.08
Wind-1 | 1869 | 0.08
Wind-1 | 1870 | 0.08
Wind-1 | 1871 | 0.08
Wind-1 | 1872 | 0.08
Wind-1 | 1873 | 0.08
Wind-1 | 1874 | 0.08
Wind-1 | 1875 | 0.08
Wind-1 | 1876 | 0.08
Wind-1 | 1877 | 0.08
Wind-1 | 1878 | 0.08
Wind-1 | 1879 | 0.08
Wind-1 | 1880 | 0.08
Wind-1 | 1881 | 0.08
Wind-1 | 1882 | 0.08
Wind-1 | 1883 | 0.08
Wind-1 | 1884 | 0.08
Wind-1 | 1885 | 0.08
Wind-1 | 1886 | 0.08
Wind-1 | 1887 | 0.08
Wind-1 | 1888 | 0.08
Wind-1 | 1889 | 0.08
Wind-1 | 1890 | 0.08
Wind-1 | 1891 | 0.08
Wind-1 | 1892 | 0.08
Wind-1 | 1893 | 0.08
Wind-1 | 1894 | 0.08
Wind-1 | 1895 | 0.08
Wind-1 | 1896 | 0.08
Wind-1 | 1897 | 0.08
Wind-1 | 1898 | 0.08
Wind-1 | 1899 | 0.08
Wind-1 | 1900 | 0.08
Wind-1 | 1901 | 0.08
Wind-1 | 1902 | 0.08
Wind-1 | 1903 | 0.08
Wind-1 | 1904 | 0.08
Wind-1 | 1905 | 0.08
Wind-1 | 1906 | 0.08
Wind-1 | 1907 | 0.08
Wind-1 | 1908 | 0.08
Wind-1 | 1909 | 0.08
Wind-1 | 1910 | 0.08
Wind-1 | 1911 | 0.08
Wind-1 | 1912 | 0.08
Wind-1 | 1913 | 0.08
Wind-1 | 1914 | 0.08
Wind-1 | 1915 | 0.08
Wind-1 | 1916 | 0.08
Wind-1 | 1917 | 0.08
Wind-1 | 1918 | 0.08
Wind-1 | 1919 | 0.08
Wind-1 | 1920 | 0.08
Wind-1 | 1921 | 0.08
Wind-1 | 1922 | 0.08
Wind-1 | 1923 | 0.08
Wind-1 | 1924 | 0.08
Wind-1 | 1925 | 0.08
Wind-1 | 1926 | 0.08
Wind-1 | 1927 | 0.08
Wind-1 | 1928 | 0.08
Wind-1 | 1929 | 0.08
Wind-1 | 1930 | 0.08
Wind-1 | 1931 | 0.08
Wind-1 | 1932 | 0.08
Wind-1 | 1933 | 0.08
Wind-1 | 1934 | 0.08
Wind-1 | 1935 | 0.08
Wind-1 | 1936 | 0.08
Wind-1 | 1937 | 0.08
Wind-1 | 1938 | 0.08
Wind-1 | 1939 | 0.08
Wind-1 | 1940 | 0.08
Wind-1 | 1941 | 0.08
Wind-1 | 1942 | 0.08
Wind-1 | 1943 | 0.08
Wind-1 | 1944 | 0.08
Wind-1 | 1945 | 0.08
Wind-1 | 1946 | 0.08
Wind-1 | 1947 | 0.08
Wind-1 | 1948 | 0.08
Wind-1 | 1949 | 0.08
Wind-1 | 1950 | 0.08
Wind-1 | 1951 | 0.08
Wind-1 | 1952 | 0.08
Wind-1 | 1953 | 0.08
Wind-1 | 1954 | 0.08
Wind-1 | 1955 | 0.08
Wind-1 | 1956 | 0.08
Wind-1 | 1957 | 0.08
Wind-1 | 1958 | 0.08
Wind-1 | 1959 | 0.08
Wind-1 | 1960 | 0.08
Wind-1 | 1961 | 0.08
Wind-1 | 1962 | 0.08
Wind-1 | 1963 | 0.08
Wind-1 | 1964 | 0.08
Wind-1 | 1965 | 0.08
Wind-1 | 1966 | 0.08
Wind-1 | 1967 | 0.08
Wind-1 | 1968 | 0.08
Wind-1 | 1969 | 0.08
Wind-1 | 1970 | 0.08
Wind-1 | 1971 | 0.08
Wind-1 | 1972 | 0.08
Wind-1 | 1973 | 0.08
Wind-1 | 1974 | 0.08
Wind-1 | 1975 | 0.08
Wind-1 | 1976 | 0.08
Wind-1 | 1977 | 0.08
Wind-1 | 1978 | 0.08
Wind-1 | 1979 | 0.08
Wind-1 | 1980 | 0.08
Wind-1 | 1981 | 0.08
Wind-1 | 1982 | 0.08
Wind-1 | 1983 | 0.08
Wind-1 | 1984 | 0.08
Wind-1 | 1985 | 0.08
Wind-1 | 1986 | 0.08
Wind-1 | 1987 | 0.08
Wind-1 | 1988 | 0.08
Wind-1 | 1989 | 0.08
Wind-1 | 1990 | 0.08
Wind-1 | 1991 | 0.08
Wind-1 | 1992 | 0.08
Wind-1 | 1993 | 0.08
Wind-1 | 1994 | 0.08
Wind-1 | 1995 | 0.08
Wind-1 | 1996 | 0.08
Wind-1 | 1997 | 0.08
Wind-1 | 1998 | 0.08
Wind-1 | 1999 | 0.08
Wind-1 | 2000 | 0.08
Wind-1 | 2001 | 0.08
Wind-1 | 2002 | 0.08
Wind-1 | 2003 | 0.08
Wind-1 | 2004 | 0.08
Wind-1 | 2005 | 0.08
Wind-1 | 2006 | 0.08
Wind-1 | 2007 | 0.08
Wind-1 | 2008 | 0.08
Wind-1 | 2009 | 0.08
Wind-1 | 2010 | 0.08
Wind-1 | 2011 | 0.08
Wind-1 | 2012 | 0.08
Wind-1 | 2013 | 0.08
Wind-1 | 2014 | 0.08
Wind-1 | 2015 | 0.08
Wind-1 | 2016 | 0.08
Wind-1 | 2017 | 0.08
Wind-1 | 2018 | 0.08
Wind-1 | 2019 | 0.08
Wind-1 | 2020 | 0.08
Wind-1 | 2021 | 0.08
Wind-1 | 2022 | 0.08
Wind-1 | 2023 | 0.08
Wind-1 | 2024 | 0.08
Wind-1 | 2025 | 0.08
Wind-1 | 2026 | 0.08
Wind-1 | 2027 | 0.08
Wind-1 | 2028 | 0.08
Wind-1 | 2029 | 0.08
Wind-1 | 2030 | 0.08
Wind-1 | 2031 | 0.08
Wind-1 | 2032 | 0.08
Wind-1 | 2033 | 0.08
Wind-1 | 2034 | 0.08
Wind-1 | 2035 | 0.08
Wind-1 | 2036 | 0.08
Wind-1 | 2037 | 0.08
Wind-1 | 2038 | 0.08
Wind-1 | 2039 | 0.08
Wind-1 | 2040 | 0.08
Wind-1 | 2041 | 0.08
Wind-1 | 2042 | 0.08
Wind-1 | 2043 | 0.08
Wind-1 | 2044 | 0.08
Wind-1 | 2045 | 0.08
Wind-1 | 2046 | 0.08
Wind-1 | 2047 | 0.08
Wind-1 | 2048 | 0.08
Wind-1 | 2049 | 0.08
Wind-1 | 2050 | 0.08
Wind-1 | 2051 | 0.08
Wind-1 | 2052 | 0.08
Wind-1 | 2053 | 0.08
Wind-1 | 2054 | 0.08
Wind-1 | 2055 | 0.08
Wind-1 | 2056 | 0.08
Wind-1 | 2057 | 0.08
Wind-1 | 2058 | 0.08
Wind-1 | 2059 | 0.08
Wind-1 | 2060 | 0.08
Wind-1 | 2061 | 0.08
Wind-1 | 2062 | 0.08
Wind-1 | 2063 | 0.08
Wind-1 | 2064 | 0.08
Wind-1 | 2065 | 0.08
Wind-1 | 2066 | 0.08
Wind-1 | 2067 | 0.08
Wind-1 | 2068 | 0.08
Wind-1 | 2069 | 0.08
Wind-1 | 2070 | 0.08
Wind-1 | 2071 | 0.08
Wind-1 | 2072 | 0.08
Wind-1 | 2073 | 0.08
Wind-1 | 2074 | 0.08
Wind-1 | 2075 | 0.08
Wind-1 | 2076 | 0.08
Wind-1 | 2077 | 0.08
Wind-1 | 2078 | 0.08
Wind-1 | 2079 | 0.08
Wind-1 | 2080 | 0.08
Wind-1 | 2081 | 0.08
Wind-1 | 2082 | 0.08
Wind-1 | 2083 | 0.08
Wind-1 | 2084 | 0.08
Wind-1 | 2085 | 0.08
Wind-1 | 2086 | 0.08
Wind-1 | 2087 | 0.08
Wind-1 | 2088 | 0.08
Wind-1 | 2089 | 0.08
Wind-1 | 2090 | 0.08
Wind-1 | 2091 | 0.08
Wind-1 | 2092 | 0.08
Wind-1 | 2093 | 0.08
Wind-1 | 2094 | 0.08
Wind-1 | 2095 | 0.08
Wind-1 | 2096 | 0.08
Wind-1 | 2097 | 0.08
Wind-1 | 2098 | 0.08
Wind-1 | 2099 | 0.08
Wind-1 | 2100 | 0.08
Wind-1 | 2101 | 0.08
Wind-1 | 2102 | 0.08
Wind-1 | 2103 | 0.08
Wind-1 | 2104 | 0.08
Wind-1 | 2105 | 0.08
Wind-1 | 2106 | 0.08
Wind-1 | 2107 | 0.08
Wind-1 | 2108 | 0.08
Wind-1 | 2109 | 0.08
Wind-1 | 2110 | 0.08
Wind-1 | 2111 | 0.08
Wind-1 | 2112 | 0.08
Wind-1 | 2113 | 0.08
Wind-1 | 2114 | 0.08
Wind-1 | 2115 | 0.08
Wind-1 | 2116 | 0.08
Wind-1 | 2117 | 0.08
Wind-1 | 2118 | 0.08
Wind-1 | 2119 | 0.08
Wind-1 | 2120 | 0.08
Wind-1 | 2121 | 0.08
Wind-1 | 2122 | 0.08
Wind-1 | 2123 | 0.08
Wind-1 | 2124 | 0.08
Wind-1 | 2125 | 0.08
Wind-1 | 2126 | 0.08
Wind-1 | 2127 | 0.08
Wind-1 | 2128 | 0.08
Wind-1 | 2129 | 0.08
Wind-1 | 2130 | 0.08
Wind-1 | 2131 | 0.08
Wind-1 | 2132 | 0.08
Wind-1 | 2133 | 0.08
Wind-1 | 2134 | 0.08
Wind-1 | 2135 | 0.08
Wind-1 | 2136 | 0.08
Wind-1 | 2137 | 0.08
Wind-1 | 2138 | 0.08
Wind-1 | 2139 | 0.08
Wind-1 | 2140 | 0.08
Wind-1 | 2141 | 0.08
Wind-1 | 2142 | 0.08
Wind-1 | 2143 | 0.08
Wind-1 | 2144 | 0.08
Wind-1 | 2145 | 0.08
Wind-1 | 2146 | 0.08
Wind-1 | 2147 | 0.08
Wind-1 | 2148 | 0.08
Wind-1 | 2149 | 0.08
Wind-1 | 2150 | 0.08
Wind-1 | 2151 | 0.08
Wind-1 | 2152 | 0.08
Wind-1 | 2153 | 0.08
Wind-1 | 2154 | 0.08
Wind-1 | 2155 | 0.08
Wind-1 | 2156 | 0.08
Wind-1 | 2157 | 0.08
Wind-1 | 2158 | 0.08
Wind-1 | 2159 | 0.08
Wind-1 | 2160 | 0.08
Wind-1 | 2161 | 0.08
Wind-1 | 2162 | 0.08
Wind-1 | 2163 | 0.08
Wind-1 | 2164 | 0.08
Wind-1 | 2165 | 0.08
Wind-1 | 2166 | 0.08
Wind-1 | 2167 | 0.08
Wind-1 | 2168 | 0.08
Wind-1 | 2169 | 0.08
Wind-1 | 2170 | 0.08
Wind-1 | 2171 | 0.08
Wind-1 | 2172 | 0.08
Wind-1 | 2173 | 0.08
Wind-1 | 2174 | 0.08
Wind-1 | 2175 | 0.08
Wind-1 | 2176 | 0.08
Wind-1 | 2177 | 0.08
Wind-1 | 2178 | 0.08
Wind-1 | 2179 | 0.08
Wind-1 | 2180 | 0.08
Wind-1 | 2181 | 0.08
Wind-1 | 2182 | 0.08
Wind-1 | 2183 | 0.08
Wind-1 | 2184 | 0.08
Wind-1 | 2185 | 0.08
Wind-1 | 2186 | 0.08
Wind-1 | 2187 | 0.08
Wind-1 | 2188 | 0.08
Wind-1 | 2189 | 0.08
Wind-1 | 2190 | 0.08
Wind-1 | 2191 | 0.08
Wind-1 | 2192 | 0.08
Wind-1 | 2193 | 0.08
Wind-1 | 2194 | 0.08
Wind-1 | 2195 | 0.08
Wind-1 | 2196 | 0.08
Wind-1 | 2197 | 0.08
Wind-1 | 2198 | 0.08
Wind-1 | 2199 | 0.08
Wind-1 | 2200 | 0.08
Wind-1 | 2201 | 0.08
Wind-1 | 2202 | 0.08
Wind-1 | 2203 | 0.08
Wind-1 | 2204 | 0.08
Wind-1 | 2205 | 0.08
Wind-1 | 2206 | 0.08
Wind-1 | 2207 | 0.08
Wind-1 | 2208 | 0.08
Wind-1 | 2209 | 0.08
Wind-1 | 2210 | 0.08
Wind-1 | 2211 | 0.08
Wind-1 | 2212 | 0.08
Wind-1 | 2213 | 0.08
Wind-1 | 2214 | 0.08
Wind-1 | 2215 | 0.08
Wind-1 | 2216 | 0.08
Wind-1 | 2217 | 0.08
Wind-1 | 2218 | 0.08
Wind-1 | 2219 | 0.08
Wind-1 | 2220 | 0.08
Wind-1 | 2221 | 0.08
Wind-1 | 2222 | 0.08
Wind-1 | 2223 | 0.08
Wind-1 | 2224 | 0.08
Wind-1 | 2225 | 0.08
Wind-1 | 2226 | 0.08
Wind-1 | 2227 | 0.08
Wind-1 | 2228 | 0.08
Wind-1 | 2229 | 0.08
Wind-1 | 2230 | 0.08
Wind-1 | 2231 | 0.08
Wind-1 | 2232 | 0.08
Wind-1 | 2233 | 0.08
Wind-1 | 2234 | 0.08
Wind-1 | 2235 | 0.08
Wind-1 | 2236 | 0.08
Wind-1 | 2237 | 0.08
Wind-1 | 2238 | 0.08
Wind-1 | 2239 | 0.08
Wind-1 | 2240 | 0.08
Wind-1 | 2241 | 0.08
Wind-1 | 2242 | 0.08
Wind-1 | 2243 | 0.08
Wind-1 | 2244 | 0.08
Wind-1 | 2245 | 0.08
Wind-1 | 2246 | 0.08
Wind-1 | 2247 | 0.08
Wind-1 | 2248 | 0.08
Wind-1 | 2249 | 0.08
Wind-1 | 2250 | 0.08
Wind-1 | 2251 | 0.08
Wind-1 | 2252 | 0.08
Wind-1 | 2253 | 0.08
Wind-1 | 2254 | 0.08
Wind-1 | 2255 | 0.08
Wind-1 | 2256 | 0.08
Wind-1 | 2257 | 0.08
Wind-1 | 2258 | 0.08
Wind-1 | 2259 | 0.08
Wind-1 | 2260 | 0.08
Wind-1 | 2261 | 0.08
Wind-1 | 2262 | 0.08
Wind-1 | 2263 | 0.08
Wind-1 | 2264 | 0.08
Wind-1 | 2265 | 0.08
Wind-1 | 2266 | 0.08
Wind-1 | 2267 | 0.08
Wind-1 | 2268 | 0.08
Wind-1 | 2269 | 0.08
Wind-1 | 2270 | 0.08
Wind-1 | 2271 | 0.08
Wind-1 | 2272 | 0.08
Wind-1 | 2273 | 0.08
Wind-1 | 2274 | 0.08
Wind-1 | 2275 | 0.08
Wind-1 | 2276 | 0.08
Wind-1 | 2277 | 0.08
Wind-1 | 2278 | 0.08
Wind-1 | 2279 | 0.08
Wind-1 | 2280 | 0.08
Wind-1 | 2281 | 0.08
Wind-1 | 2282 | 0.08
Wind-1 | 2283 | 0.08
Wind-1 | 2284 | 0.08
Wind-1 | 2285 | 0.08
Wind-1 | 2286 | 0.08
Wind-1 | 2287 | 0.08
Wind-1 | 2288 | 0.08
Wind-1 | 2289 | 0.08
Wind-1 | 2290 | 0.08
Wind-1 | 2291 | 0.08
Wind-1 | 2292 | 0.08
Wind-1 | 2293 | 0.08
Wind-1 | 2294 | 0.08
Wind-1 | 2295 | 0.08
Wind-1 | 2296 | 0.08
Wind-1 | 2297 | 0.08
Wind-1 | 2298 | 0.08
Wind-1 | 2299 | 0.08
Wind-1 | 2300 | 0.08
Wind-1 | 2301 | 0.08
Wind-1 | 2302 | 0.08
Wind-1 | 2303 | 0.08
Wind-1 | 2304 | 0.08
Wind-1 | 2305 | 0.08
Wind-1 | 2306 | 0.08
Wind-1 | 2307 | 0.08
Wind-1 | 2308 | 0.08
Wind-1 | 2309 | 0.08
Wind-1 | 2310 | 0.08
Wind-1 | 2311 | 0.08
Wind-1 | 2312 | 0.08
Wind-1 | 2313 | 0.08
Wind-1 | 2314 | 0.08
Wind-1 | 2315 | 0.08
Wind-1 | 2316 | 0.08
Wind-1 | 2317 | 0.08
Wind-1 | 2318 | 0.08
Wind-1 | 2319 | 0.08
Wind-1 | 2320 | 0.08
Wind-1 | 2321 | 0.08
Wind-1 | 2322 | 0.08
Wind-1 | 2323 | 0.08
Wind-1 | 2324 | 0.08
Wind-1 | 2325 | 0.08
Wind-1 | 2326 | 0.08
Wind-1 | 2327 | 0.08
Wind-1 | 2328 | 0.08
Wind-1 | 2329 | 0.08
Wind-1 | 2330 | 0.08
Wind-1 | 2331 | 0.08
Wind-1 | 2332 | 0.08
Wind-1 | 2333 | 0.08
Wind-1 | 2334 | 0.08
Wind-1 | 2335 | 0.08
Wind-1 | 2336 | 0.08
Wind-1 | 2337 | 0.08
Wind-1 | 2338 | 0.08
Wind-1 | 2339 | 0.08
Wind-1 | 2340 | 0.08
Wind-1 | 2341 | 0.08
Wind-1 | 2342 | 0.08
Wind-1 | 2343 | 0.08
Wind-1 | 2344 | 0.08
Wind-1 | 2345 | 0.08
Wind-1 | 2346 | 0.08
Wind-1 | 2347 | 0.08
Wind-1 | 2348 | 0.08
Wind-1 | 2349 | 0.08
Wind-1 | 2350 | 0.08
Wind-1 | 2351 | 0.08
Wind-1 | 2352 | 0.08
Wind-1 | 2353 | 0.08
Wind-1 | 2354 | 0.08
Wind-1 | 2355 | 0.08
Wind-1 | 2356 | 0.08
Wind-1 | 2357 | 0.08
Wind-1 | 2358 | 0.08
Wind-1 | 2359 | 0.08
Wind-1 | 2360 | 0.08
Wind-1 | 2361 | 0.08
Wind-1 | 2362 | 0.08
Wind-1 | 2363 | 0.08
Wind-1 | 2364 | 0.08
Wind-1 | 2365 | 0.08
Wind-1 | 2366 | 0.08
Wind-1 | 2367 | 0.08
Wind-1 | 2368 | 0.08
Wind-1 | 2369 | 0.08
Wind-1 | 2370 | 0.08
Wind-1 | 2371 | 0.08
Wind-1 | 2372 | 0.08
Wind-1 | 2373 | 0.08
Wind-1 | 2374 | 0.08
Wind-1 | 2375 | 0.08
Wind-1 | 2376 | 0.08
Wind-1 | 2377 | 0.08
Wind-1 | 2378 | 0.08
Wind-1 | 2379 | 0.08
Wind-1 | 2380 | 0.08
Wind-1 | 2381 | 0.08
Wind-1 | 2382 | 0.08
Wind-1 | 2383 | 0.08
Wind-1 | 2384 | 0.08
Wind-1 | 2385 | 0.08
Wind-1 | 2386 | 0.08
Wind-1 | 2387 | 0.08
Wind-1 | 2388 | 0.08
Wind-1 | 2389 | 0.08
Wind-1 | 2390 | 0.08
Wind-1 | 2391 | 0.08
Wind-1 | 2392 | 0.08
Wind-1 | 2393 | 0.08
Wind-1 | 2394 | 0.08
Wind-1 | 2395 | 0.08
Wind-1 | 2396 | 0.08
Wind-1 | 2397 | 0.08
Wind-1 | 2398 | 0.08
Wind-1 | 2399 | 0.08
Wind-1 | 2400 | 0.08
Wind-1 | 2401 | 0.08
Wind-1 | 2402 | 0.08
Wind-1 | 2403 | 0.08
Wind-1 | 2404 | 0.08
Wind-1 | 2405 | 0.08
Wind-1 | 2406 | 0.08
Wind-1 | 2407 | 0.08
Wind-1 | 2408 | 0.08
Wind-1 | 2409 | 0.08
Wind-1 | 2410 | 0.08
Wind-1 | 2411 | 0.08
Wind-1 | 2412 | 0.08
Wind-1 | 2413 | 0.08
Wind-1 | 2414 | 0.08
Wind-1 | 2415 | 0.08
Wind-1 | 2416 | 0.08
Wind-1 | 2417 | 0.08
Wind-1 | 2418 | 0.08
Wind-1 | 2419 | 0.08
Wind-1 | 2420 | 0.08
Wind-1 | 2421 | 0.08
Wind-1 | 2422 | 0.08
Wind-1 | 2423 | 0.08
Wind-1 | 2424 | 0.08
Wind-1 | 2425 | 0.08
Wind-1 | 2426 | 0.08
Wind-1 | 2427 | 0.08
Wind-1 | 2428 | 0.08
Wind-1 | 2429 | 0.08
Wind-1 | 2430 | 0.08
Wind-1 | 2431 | 0.08
Wind-1 | 2432 | 0.08
Wind-1 | 2433 | 0.08
Wind-1 | 2434 | 0.08
Wind-1 | 2435 | 0.08
Wind-1 | 2436 | 0.08
Wind-1 | 2437 | 0.08
Wind-1 | 2438 | 0.08
Wind-1 | 2439 | 0.08
Wind-1 | 2440 | 0.08
Wind-1 | 2441 | 0.08
Wind-1 | 2442 | 0.08
Wind-1 | 2443 | 0.08
Wind-1 | 2444 | 0.08
Wind-1 | 2445 | 0.08
Wind-1 | 2446 | 0.08
Wind-1 | 2447 | 0.08
Wind-1 | 2448 | 0.08
Wind-1 | 2449 | 0.08
Wind-1 | 2450 | 0.08
Wind-1 | 2451 | 0.08
Wind-1 | 2452 | 0.08
Wind-1 | 2453 | 0.08
Wind-1 | 2454 | 0.08
Wind-1 | 2455 | 0.08
Wind-1 | 2456 | 0.08
Wind-1 | 2457 | 0.08
Wind-1 | 2458 | 0.08
Wind-1 | 2459 | 0.08
Wind-1 | 2460 | 0.08
Wind-1 | 2461 | 0.08
Wind-1 | 2462 | 0.08
Wind-1 | 2463 | 0.08
Wind-1 | 2464 | 0.08
Wind-1 | 2465 | 0.08
Wind-1 | 2466 | 0.08
Wind-1 | 2467 | 0.08
Wind-1 | 2468 | 0.08
Wind-1 | 2469 | 0.08
Wind-1 | 2470 | 0.08
Wind-1 | 2471 | 0.08
Wind-1 | 2472 | 0.08
Wind-1 | 2473 | 0.08
Wind-1 | 2474 | 0.08
Wind-1 | 2475 | 0.08
Wind-1 | 2476 | 0.08
Wind-1 | 2477 | 0.08
Wind-1 | 2478 | 0.08
Wind-1 | 2479 | 0.08
Wind-1 | 2480 | 0.08
Wind-1 | 2481 | 0.08
Wind-1 | 2482 | 0.08
Wind-1 | 2483 | 0.08
Wind-1 | 2484 | 0.08
Wind-1 | 2485 | 0.08
Wind-1 | 2486 | 0.08
Wind-1 | 2487 | 0.08
Wind-1 | 2488 | 0.08
Wind-1 | 2489 | 0.08
Wind-1 | 2490 | 0.08
Wind-1 | 2491 | 0.08
Wind-1 | 2492 | 0.08
Wind-1 | 2493 | 0.08
Wind-1 | 2494 | 0.08
Wind-1 | 2495 | 0.08
Wind-1 | 2496 | 0.08
Wind-1 | 2497 | 0.08
Wind-1 | 2498 | 0.08
Wind-1 | 2499 | 0.08
Wind-1 | 2500 | 0.08
Wind-1 | 2501 | 0.08
Wind-1 | 2502 | 0.08
Wind-1 | 2503 | 0.08
Wind-1 | 2504 | 0.08
Wind-1 | 2505 | 0.08
Wind-1 | 2506 | 0.08
Wind-1 | 2507 | 0.08
Wind-1 | 2508 | 0.08
Wind-1 | 2509 | 0.08
Wind-1 | 2510 | 0.08
Wind-1 | 2511 | 0.08
Wind-1 | 2512 | 0.08
Wind-1 | 2513 | 0.08
Wind-1 | 2514 | 0.08
Wind-1 | 2515 | 0.08
Wind-1 | 2516 | 0.08
Wind-1 | 2517 | 0.08
Wind-1 | 2518 | 0.08
Wind-1 | 2519 | 0.08
Wind-1 | 2520 | 0.08
Wind-1 | 2521 | 0.08
Wind-1 | 2522 | 0.08
Wind-1 | 2523 | 0.08
Wind-1 | 2524 | 0.08
Wind-1 | 2525 | 0.08
Wind-1 | 2526 | 0.08
Wind-1 | 2527 | 0.08
Wind-1 | 2528 | 0.08
Wind-1 | 2529 | 0.08
Wind-1 | 2530 | 0.08
Wind-1 | 2531 | 0.08
Wind-1 | 2532 | 0.08
Wind-1 | 2533 | 0.08
Wind-1 | 2534 | 0.08
Wind-1 | 2535 | 0.08
Wind-1 | 2536 | 0.08
Wind-1 | 2537 | 0.08
Wind-1 | 2538 | 0.08
Wind-1 | 2539 | 0.08
Wind-1 | 2540 | 0.08
Wind-1 | 2541 | 0.08
Wind-1 | 2542 | 0.08
Wind-1 | 2543 | 0.08
Wind-1 | 2544 | 0.08
Wind-1 | 2545 | 0.08
Wind-1 | 2546 | 0.08
Wind-1 | 2547 | 0.08
Wind-1 | 2548 | 0.08
Wind-1 | 2549 | 0.08
Wind-1 | 2550 | 0.08
Wind-1 | 2551 | 0.08
Wind-1 | 2552 | 0.08
Wind-1 | 2553 | 0.08
Wind-1 | 2554 | 0.08
Wind-1 | 2555 | 0.08
Wind-1 | 2556 | 0.08
Wind-1 | 2557 | 0.08
Wind-1 | 2558 | 0.08
Wind-1 | 2559 | 0.08
Wind-1 | 2560 | 0.08
Wind-1 | 2561 | 0.08
Wind-1 | 2562 | 0.08
Wind-1 | 2563 | 0.08
Wind-1 | 2564 | 0.08
Wind-1 | 2565 | 0.08
Wind-1 | 2566 | 0.08
Wind-1 | 2567 | 0.08
Wind-1 | 2568 | 0.08
Wind-1 | 2569 | 0.08
Wind-1 | 2570 | 0.08
Wind-1 | 2571 | 0.08
Wind-1 | 2572 | 0.08
Wind-1 | 2573 | 0.08
Wind-1 | 2574 | 0.08
Wind-1 | 2575 | 0.08
Wind-1 | 2576 | 0.08
Wind-1 | 2577 | 0.08
Wind-1 | 2578 | 0.08
Wind-1 | 2579 | 0.08
Wind-1 | 2580 | 0.08
Wind-1 | 2581 | 0.08
Wind-1 | 2582 | 0.08
Wind-1 | 2583 | 0.08
Wind-1 | 2584 | 0.08
Wind-1 | 2585 | 0.08
Wind-1 | 2586 | 0.08
Wind-1 | 2587 | 0.08
Wind-1 | 2588 | 0.08
Wind-1 | 2589 | 0.08
Wind-1 | 2590 | 0.08
Wind-1 | 2591 | 0.08
Wind-1 | 2592 | 0.08
Wind-1 | 2593 | 0.08
Wind-1 | 2594 | 0.08
Wind-1 | 2595 | 0.08
Wind-1 | 2596 | 0.08
Wind-1 | 2597 | 0.08
Wind-1 | 2598 | 0.08
Wind-1 | 2599 | 0.08
Wind-1 | 2600 | 0.08
Wind-1 | 2601 | 0.08
Wind-1 | 2602 | 0.08
Wind-1 | 2603 | 0.08
Wind-1 | 2604 | 0.08
Wind-1 | 2605 | 0.08
Wind-1 | 2606 | 0.08
Wind-1 | 2607 | 0.08
Wind-1 | 2608 | 0.08
Wind-1 | 2609 | 0.08
Wind-1 | 2610 | 0.08
Wind-1 | 2611 | 0.08
Wind-1 | 2612 | 0.08
Wind-1 | 2613 | 0.08
Wind-1 | 2614 | 0.08
Wind-1 | 2615 | 0.08
Wind-1 | 2616 | 0.08
Wind-1 | 2617 | 0.08
Wind-1 | 2618 | 0.08
Wind-1 | 2619 | 0.08
Wind-1 | 2620 | 0.08
Wind-1 | 2621 | 0.08
Wind-1 | 2622 | 0.08
Wind-1 | 2623 | 0.08
Wind-1 | 2624 | 0.08
Wind-1 | 2625 | 0.08
Wind-1 | 2626 | 0.08
Wind-1 | 2627 | 0.08
Wind-1 | 2628 | 0.08
Wind-1 | 2629 | 0.08
Wind-1 | 2630 | 0.08
Wind-1 | 2631 | 0.08
Wind-1 | 2632 | 0.08
Wind-1 | 2633 | 0.08
Wind-1 | 2634 | 0.08
Wind-1 | 2635 | 0.08
Wind-1 | 2636 | 0.08
Wind-1 | 2637 | 0.08
Wind-1 | 2638 | 0.08
Wind-1 | 2639 | 0.08
Wind-1 | 2640 | 0.08
Wind-1 | 2641 | 0.08
Wind-1 | 2642 | 0.08
Wind-1 | 2643 | 0.08
Wind-1 | 2644 | 0.08
Wind-1 | 2645 | 0.08
Wind-1 | 2646 | 0.08
Wind-1 | 2647 | 0.08
Wind-1 | 2648 | 0.08
Wind-1 | 2649 | 0.08
Wind-1 | 2650 | 0.08
Wind-1 | 2651 | 0.08
Wind-1 | 2652 | 0.08
Wind-1 | 2653 | 0.08
Wind-1 | 2654 | 0.08
Wind-1 | 2655 | 0.08
Wind-1 | 2656 | 0.08
Wind-1 | 2657 | 0.08
Wind-1 | 2658 | 0.08
Wind-1 | 2659 | 0.08
Wind-1 | 2660 | 0.08
Wind-1 | 2661 | 0.08
Wind-1 | 2662 | 0.08
Wind-1 | 2663 | 0.08
Wind-1 | 2664 | 0.08
Wind-1 | 2665 | 0.08
Wind-1 | 2666 | 0.08
Wind-1 | 2667 | 0.08
Wind-1 | 2668 | 0.08
Wind-1 | 2669 | 0.08
Wind-1 | 2670 | 0.08
Wind-1 | 2671 | 0.08
Wind-1 | 2672 | 0.08
Wind-1 | 2673 | 0.08
Wind-1 | 2674 | 0.08
Wind-1 | 2675 | 0.08
Wind-1 | 2676 | 0.08
Wind-1 | 2677 | 0.08
Wind-1 | 2678 | 0.08
Wind-1 | 2679 | 0.08
Wind-1 | 2680 | 0.08
Wind-1 | 2681 | 0.08
Wind-1 | 2682 | 0.08
Wind-1 | 2683 | 0.08
Wind-1 | 2684 | 0.08
Wind-1 | 2685 | 0.08
Wind-1 | 2686 | 0.08
Wind-1 | 2687 | 0.08
Wind-1 | 2688 | 0.08
Wind-1 | 2689 | 0.08
Wind-1 | 2690 | 0.08
Wind-1 | 2691 | 0.08
Wind-1 | 2692 | 0.08
Wind-1 | 2693 | 0.08
Wind-1 | 2694 | 0.08
Wind-1 | 2695 | 0.08
Wind-1 | 2696 | 0.08
Wind-1 | 2697 | 0.08
Wind-1 | 2698 | 0.08
Wind-1 | 2699 | 0.08
Wind-1 | 2700 | 0.08
Wind-1 | 2701 | 0.08
Wind-1 | 2702 | 0.08
Wind-1 | 2703 | 0.08
Wind-1 | 2704 | 0.08
Wind-1 | 2705 | 0.08
Wind-1 | 2706 | 0.08
Wind-1 | 2707 | 0.08
Wind-1 | 2708 | 0.08
Wind-1 | 2709 | 0.08
Wind-1 | 2710 | 0.08
Wind-1 | 2711 | 0.08
Wind-1 | 2712 | 0.08
Wind-1 | 2713 | 0.08
Wind-1 | 2714 | 0.08
Wind-1 | 2715 | 0.08
Wind-1 | 2716 | 0.08
Wind-1 | 2717 | 0.08
Wind-1 | 2718 | 0.08
Wind-1 | 2719 | 0.08
Wind-1 | 2720 | 0.08
Wind-1 | 2721 | 0.08
Wind-1 | 2722 | 0.08
Wind-1 | 2723 | 0.08
Wind-1 | 2724 | 0.08
Wind-1 | 2725 | 0.08
Wind-1 | 2726 | 0.08
Wind-1 | 2727 | 0.08
Wind-1 | 2728 | 0.08
Wind-1 | 2729 | 0.08
Wind-1 | 2730 | 0.08
Wind-1 | 2731 | 0.08
Wind-1 | 2732 | 0.08
Wind-1 | 2733 | 0.08
Wind-1 | 2734 | 0.08
Wind-1 | 2735 | 0.08
Wind-1 | 2736 | 0.08
Wind-1 | 2737 | 0.08
Wind-1 | 2738 | 0.08
Wind-1 | 2739 | 0.08
Wind-1 | 2740 | 0.08
Wind-1 | 2741 | 0.08
Wind-1 | 2742 | 0.08
Wind-1 | 2743 | 0.08
Wind-1 | 2744 | 0.08
Wind-1 | 2745 | 0.08
Wind-1 | 2746 | 0.08
Wind-1 | 2747 | 0.08
Wind-1 | 2748 | 0.08
Wind-1 | 2749 | 0.08
Wind-1 | 2750 | 0.08
Wind-1 | 2751 | 0.08
Wind-1 | 2752 | 0.08
Wind-1 | 2753 | 0.08
Wind-1 | 2754 | 0.08
Wind-1 | 2755 | 0.08
Wind-1 | 2756 | 0.08
Wind-1 | 2757 | 0.08
Wind-1 | 2758 | 0.08
Wind-1 | 2759 | 0.08
Wind-1 | 2760 | 0.08
Wind-1 | 2761 | 0.08
Wind-1 | 2762 | 0.08
Wind-1 | 2763 | 0.08
Wind-1 | 2764 | 0.08
Wind-1 | 2765 | 0.08
Wind-1 | 2766 | 0.08
Wind-1 | 2767 | 0.08
Wind-1 | 2768 | 0.08
Wind-1 | 2769 | 0.08
Wind-1 | 2770 | 0.08
Wind-1 | 2771 | 0.08
Wind-1 | 2772 | 0.08
Wind-1 | 2773 | 0.08
Wind-1 | 2774 | 0.08
Wind-1 | 2775 | 0.08
Wind-1 | 2776 | 0.08
Wind-1 | 2777 | 0.08
Wind-1 | 2778 | 0.08
Wind-1 | 2779 | 0.08
Wind-1 | 2780 | 0.08
Wind-1 | 2781 | 0.08
Wind-1 | 2782 | 0.08
Wind-1 | 2783 | 0.08
Wind-1 | 2784 | 0.08
Wind-1 | 2785 | 0.08
Wind-1 | 2786 | 0.08
Wind-1 | 2787 | 0.08
Wind-1 | 2788 | 0.08
Wind-1 | 2789 | 0.08
Wind-1 | 2790 | 0.08
Wind-1 | 2791 | 0.08
Wind-1 | 2792 | 0.08
Wind-1 | 2793 | 0.08
Wind-1 | 2794 | 0.08
Wind-1 | 2795 | 0.08
Wind-1 | 2796 | 0.08
Wind-1 | 2797 | 0.08
Wind-1 | 2798 | 0.08
Wind-1 | 2799 | 0.08
Wind-1 | 2800 | 0.08
Wind-1 | 2801 | 0.08
Wind-1 | 2802 | 0.08
Wind-1 | 2803 | 0.08
Wind-1 | 2804 | 0.08
Wind-1 | 2805 | 0.08
Wind-1 | 2806 | 0.08
Wind-1 | 2807 | 0.08
Wind-1 | 2808 | 0.08
Wind-1 | 2809 | 0.08
Wind-1 | 2810 | 0.08
Wind-1 | 2811 | 0.08
Wind-1 | 2812 | 0.08
Wind-1 | 2813 | 0.08
Wind-1 | 2814 | 0.08
Wind-1 | 2815 | 0.08
Wind-1 | 2816 | 0.08
Wind-1 | 2817 | 0.08
Wind-1 | 2818 | 0.08
Wind-1 | 2819 | 0.08
Wind-1 | 2820 | 0.08
Wind-1 | 2821 | 0.08
Wind-1 | 2822 | 0.08
Wind-1 | 2823 | 0.08
Wind-1 | 2824 | 0.08
Wind-1 | 2825 | 0.08
Wind-1 | 2826 | 0.08
Wind-1 | 2827 | 0.08
Wind-1 | 2828 | 0.08
Wind-1 | 2829 | 0.08
Wind-1 | 2830 | 0.08
Wind-1 | 2831 | 0.08
Wind-1 | 2832 | 0.08
Wind-1 | 2833 | 0.08
Wind-1 | 2834 | 0.08
Wind-1 | 2835 | 0.08
Wind-1 | 2836 | 0.08
Wind-1 | 2837 | 0.08
Wind-1 | 2838 | 0.08
Wind-1 | 2839 | 0.08
Wind-1 | 2840 | 0.08
Wind-1 | 2841 | 0.08
Wind-1 | 2842 | 0.08
Wind-1 | 2843 | 0.08
Wind-1 | 2844 | 0.08
Wind-1 | 2845 | 0.08
Wind-1 | 2846 | 0.08
Wind-1 | 2847 | 0.08
Wind-1 | 2848 | 0.08
Wind-1 | 2849 | 0.08
Wind-1 | 2850 | 0.08
Wind-1 | 2851 | 0.08
Wind-1 | 2852 | 0.08
Wind-1 | 2853 | 0.08
Wind-1 | 2854 | 0.08
Wind-1 | 2855 | 0.08
Wind-1 | 2856 | 0.08
Wind-1 | 2857 | 0.08
Wind-1 | 2858 | 0.08
Wind-1 | 2859 | 0.08
Wind-1 | 2860 | 0.08
Wind-1 | 2861 | 0.08
Wind-1 | 2862 | 0.08
Wind-1 | 2863 | 0.08
Wind-1 | 2864 | 0.08
Wind-1 | 2865 | 0.08
Wind-1 | 2866 | 0.08
Wind-1 | 2867 | 0.08
Wind-1 | 2868 | 0.08
Wind-1 | 2869 | 0.08
Wind-1 | 2870 | 0.08
Wind-1 | 2871 | 0.08
Wind-1 | 2872 | 0.08
Wind-1 | 2873 | 0.08
Wind-1 | 2874 | 0.08
Wind-1 | 2875 | 0.08
Wind-1 | 2876 | 0.08
Wind-1 | 2877 | 0.08
Wind-1 | 2878 | 0.08
Wind-1 | 2879 | 0.08
Wind-1 | 2880 | 0.08
Wind-1 | 2881 | 0.08
Wind-1 | 2882 | 0.08
Wind-1 | 2883 | 0.08
Wind-1 | 2884 | 0.08
Wind-1 | 2885 | 0.08
Wind-1 | 2886 | 0.08
Wind-1 | 2887 | 0.08
Wind-1 | 2888 | 0.08
Wind-1 | 2889 | 0.08
Wind-1 | 2890 | 0.08
Wind-1 | 2891 | 0.08
Wind-1 | 2892 | 0.08
Wind-1 | 2893 | 0.08
Wind-1 | 2894 | 0.08
Wind-1 | 2895 | 0.08
Wind-1 | 2896 | 0.08
Wind-1 | 2897 | 0.08
Wind-1 | 2898 | 0.08
Wind-1 | 2899 | 0.08
Wind-1 | 2900 | 0.08
Wind-1 | 2901 | 0.08
Wind-1 | 2902 | 0.08
Wind-1 | 2903 | 0.08
Wind-1 | 2904 | 0.08
Wind-1 | 2905 | 0.08
Wind-1 | 2906 | 0.08
Wind-1 | 2907 | 0.08
Wind-1 | 2908 | 0.08
Wind-1 | 2909 | 0.08
Wind-1 | 2910 | 0.08
Wind-1 | 2911 | 0.08
Wind-1 | 2912 | 0.08
Wind-1 | 2913 | 0.08
Wind-1 | 2914 | 0.08
Wind-1 | 2915 | 0.08
Wind-1 | 2916 | 0.08
Wind-1 | 2917 | 0.08
Wind-1 | 2918 | 0.08
Wind-1 | 2919 | 0.08
Wind-1 | 2920 | 0.08
Wind-1 | 2921 | 0.08
Wind-1 | 2922 | 0.08
Wind-1 | 2923 | 0.08
Wind-1 | 2924 | 0.08
Wind-1 | 2925 | 0.08
Wind-1 | 2926 | 0.08
Wind-1 | 2927 | 0.08
Wind-1 | 2928 | 0.08
Wind-1 | 2929 | 0.08
Wind-1 | 2930 | 0.08
Wind-1 | 2931 | 0.08
Wind-1 | 2932 | 0.08
Wind-1 | 2933 | 0.08
Wind-1 | 2934 | 0.08
Wind-1 | 2935 | 0.08
Wind-1 | 2936 | 0.08
Wind-1 | 2937 | 0.08
Wind-1 | 2938 | 0.08
Wind-1 | 2939 | 0.08
Wind-1 | 2940 | 0.08
Wind-1 | 2941 | 0.08
Wind-1 | 2942 | 0.08
Wind-1 | 2943 | 0.08
Wind-1 | 2944 | 0.08
Wind-1 | 2945 | 0.08
Wind-1 | 2946 | 0.08
Wind-1 | 2947 | 0.08
Wind-1 | 2948 | 0.08
Wind-1 | 2949 | 0.08
Wind-1 | 2950 | 0.08
Wind-1 | 2951 | 0.08
Wind-1 | 2952 | 0.08
Wind-1 | 2953 | 0.08
Wind-1 | 2954 | 0.08
Wind-1 | 2955 | 0.08
Wind-1 | 2956 | 0.08
Wind-1 | 2957 | 0.08
Wind-1 | 2958 | 0.08
Wind-1 | 2959 | 0.08
Wind-1 | 2960 | 0.08
Wind-1 | 2961 | 0.08
Wind-1 | 2962 | 0.08
Wind-1 | 2963 | 0.08
Wind-1 | 2964 | 0.08
Wind-1 | 2965 | 0.08
Wind-1 | 2966 | 0.08
Wind-1 | 2967 | 0.08
Wind-1 | 2968 | 0.08
Wind-1 | 2969 | 0.08
Wind-1 | 2970 | 0.08
Wind-1 | 2971 | 0.08
Wind-1 | 2972 | 0.08
Wind-1 | 2973 | 0.08
Wind-1 | 2974 | 0.08
Wind-1 | 2975 | 0.08
Wind-1 | 2976 | 0.08
Wind-1 | 2977 | 0.08
Wind-1 | 2978 | 0.08
Wind-1 | 2979 | 0.08
Wind-1 | 2980 | 0.08
Wind-1 | 2981 | 0.08
Wind-1 | 2982 | 0.08
Wind-1 | 2983 | 0.08
Wind-1 | 2984 | 0.08
Wind-1 | 2985 | 0.08
Wind-1 | 2986 | 0.08
Wind-1 | 2987 | 0.08
Wind-1 | 2988 | 0.08
Wind-1 | 2989 | 0.08
Wind-1 | 2990 | 0.08
Wind-1 | 2991 | 0.08
Wind-1 | 2992 | 0.08
Wind-1 | 2993 | 0.08
Wind-1 | 2994 | 0.08
Wind-1 | 2995 | 0.08
Wind-1 | 2996 | 0.08
Wind-1 | 2997 | 0.08
Wind-1 | 2998 | 0.08
Wind-1 | 2999 | 0.08
Wind-1 | 3000 | 0.08
Wind-1 | 3001 | 0.08
Wind-1 | 3002 | 0.08
Wind-1 | 3003 | 0.08
Wind-1 | 3004 | 0.08
Wind-1 | 3005 | 0.08
Wind-1 | 3006 | 0.08
Wind-1 | 3007 | 0.08
Wind-1 | 3008 | 0.08
Wind-1 | 3009 | 0.08
Wind-1 | 3010 | 0.08
Wind-1 | 3011 | 0.08
Wind-1 | 3012 | 0.08
Wind-1 | 3013 | 0.08
Wind-1 | 3014 | 0.08
Wind-1 | 3015 | 0.08
Wind-1 | 3016 | 0.08
Wind-1 | 3017 | 0.08
Wind-1 | 3018 | 0.08
Wind-1 | 3019 | 0.08
Wind-1 | 3020 | 0.08
Wind-1 | 3021 | 0.08
Wind-1 | 3022 | 0.08
Wind-1 | 3023 | 0.08
Wind-1 | 3024 | 0.08
Wind-1 | 3025 | 0.08
Wind-1 | 3026 | 0.08
Wind-1 | 3027 | 0.08
Wind-1 | 3028 | 0.08
Wind-1 | 3029 | 0.08
Wind-1 | 3030 | 0.08
Wind-1 | 3031 | 0.08
Wind-1 | 3032 | 0.08
Wind-1 | 3033 | 0.08
Wind-1 | 3034 | 0.08
Wind-1 | 3035 | 0.08
Wind-1 | 3036 | 0.08
Wind-1 | 3037 | 0.08
Wind-1 | 3038 | 0.08
Wind-1 | 3039 | 0.08
Wind-1 | 3040 | 0.08
Wind-1 | 3041 | 0.08
Wind-1 | 3042 | 0.08
Wind-1 | 3043 | 0.08
Wind-1 | 3044 | 0.08
Wind-1 | 3045 | 0.08
Wind-1 | 3046 | 0.08
Wind-1 | 3047 | 0.08
Wind-1 | 3048 | 0.08
Wind-1 | 3049 | 0.08
Wind-1 | 3050 | 0.08
Wind-1 | 3051 | 0.08
Wind-1 | 3052 | 0.08
Wind-1 | 3053 | 0.08
Wind-1 | 3054 | 0.08
Wind-1 | 3055 | 0.08
Wind-1 | 3056 | 0.08
Wind-1 | 3057 | 0.08
Wind-1 | 3058 | 0.08
Wind-1 | 3059 | 0.08
Wind-1 | 3060 | 0.08
Wind-1 | 3061 | 0.08
Wind-1 | 3062 | 0.08
Wind-1 | 3063 | 0.08
Wind-1 | 3064 | 0.08
Wind-1 | 3065 | 0.08
Wind-1 | 3066 | 0.08
Wind-1 | 3067 | 0.08
Wind-1 | 3068 | 0.08
Wind-1 | 3069 | 0.08
Wind-1 | 3070 | 0.08
Wind-1 | 3071 | 0.08
Wind-1 | 3072 | 0.08
Wind-1 | 3073 | 0.08
Wind-1 | 3074 | 0.08
Wind-1 | 3075 | 0.08
Wind-1 | 3076 | 0.08
Wind-1 | 3077 | 0.08
Wind-1 | 3078 | 0.08
Wind-1 | 3079 | 0.08
Wind-1 | 3080 | 0.08
Wind-1 | 3081 | 0.08
Wind-1 | 3082 | 0.08
Wind-1 | 3083 | 0.08
Wind-1 | 3084 | 0.08
Wind-1 | 3085 | 0.08
Wind-1 | 3086 | 0.08
Wind-1 | 3087 | 0.08
Wind-1 | 3088 | 0.08
Wind-1 | 3089 | 0.08
Wind-1 | 3090 | 0.08
Wind-1 | 3091 | 0.08
Wind-1 | 3092 | 0.08
Wind-1 | 3093 | 0.08
Wind-1 | 3094 | 0.08
Wind-1 | 3095 | 0.08
Wind-1 | 3096 | 0.08
Wind-1 | 3097 | 0.08
Wind-1 | 3098 | 0.08
Wind-1 | 3099 | 0.08
Wind-1 | 3100 | 0.08
Wind-1 | 3101 | 0.08
Wind-1 | 3102 | 0.08
Wind-1 | 3103 | 0.08
Wind-1 | 3104 | 0.08
Wind-1 | 3105 | 0.08
Wind-1 | 3106 | 0.08
Wind-1 | 3107 | 0.08
Wind-1 | 3108 | 0.08
Wind-1 | 3109 | 0.08
Wind-1 | 3110 | 0.08
Wind-1 | 3111 | 0.08
Wind-1 | 3112 | 0.08
Wind-1 | 3113 | 0.08
Wind-1 | 3114 | 0.08
Wind-1 | 3115 | 0.08
Wind-1 | 3116 | 0.08
Wind-1 | 3117 | 0.08
Wind-1 | 3118 | 0.08
Wind-1 | 3119 | 0.08
Wind-1 | 3120 | 0.08
Wind-1 | 3121 | 0.08
Wind-1 | 3122 | 0.08
Wind-1 | 3123 | 0.08
Wind-1 | 3124 | 0.08
Wind-1 | 3125 | 0.08
Wind-1 | 3126 | 0.08
Wind-1 | 3127 | 0.08
Wind-1 | 3128 | 0.08
Wind-1 | 3129 | 0.08
Wind-1 | 3130 | 0.08
Wind-1 | 3131 | 0.08
Wind-1 | 3132 | 0.08
Wind-1 | 3133 | 0.08
Wind-1 | 3134 | 0.08
Wind-1 | 3135 | 0.08
Wind-1 | 3136 | 0.08
Wind-1 | 3137 | 0.08
Wind-1 | 3138 | 0.08
Wind-1 | 3139 | 0.08
Wind-1 | 3140 | 0.08
Wind-1 | 3141 | 0.08
Wind-1 | 3142 | 0.08
Wind-1 | 3143 | 0.08
Wind-1 | 3144 | 0.08
Wind-1 | 3145 | 0.08
Wind-1 | 3146 | 0.08
Wind-1 | 3147 | 0.08
Wind-1 | 3148 | 0.08
Wind-1 | 3149 | 0.08
Wind-1 | 3150 | 0.08
Wind-1 | 3151 | 0.08
Wind-1 | 3152 | 0.08
Wind-1 | 3153 | 0.08
Wind-1 | 3154 | 0.08
Wind-1 | 3155 | 0.08
Wind-1 | 3156 | 0.08
Wind-1 | 3157 | 0.08
Wind-1 | 3158 | 0.08
Wind-1 | 3159 | 0.08
Wind-1 | 3160 | 0.08
Wind-1 | 3161 | 0.08
Wind-1 | 3162 | 0.08
Wind-1 | 3163 | 0.08
Wind-1 | 3164 | 0.08
Wind-1 | 3165 | 0.08
Wind-1 | 3166 | 0.08
Wind-1 | 3167 | 0.08
Wind-1 | 3168 | 0.08
Wind-1 | 3169 | 0.08
Wind-1 | 3170 | 0.08
Wind-1 | 3171 | 0.08
Wind-1 | 3172 | 0.08
Wind-1 | 3173 | 0.08
Wind-1 | 3174 | 0.08
Wind-1 | 3175 | 0.08
Wind-1 | 3176 | 0.08
Wind-1 | 3177 | 0.08
Wind-1 | 3178 | 0.08
Wind-1 | 3179 | 0.08
Wind-1 | 3180 | 0.08
Wind-1 | 3181 | 0.08
Wind-1 | 3182 | 0.08
Wind-1 | 3183 | 0.08
Wind-1 | 3184 | 0.08
Wind-1 | 3185 | 0.08
Wind-1 | 3186 | 0.08
Wind-1 | 3187 | 0.08
Wind-1 | 3188 | 0.08
Wind-1 | 3189 | 0.08
Wind-1 | 3190 | 0.08
Wind-1 | 3191 | 0.08
Wind-1 | 3192 | 0.08
Wind-1 | 3193 | 0.08
Wind-1 | 3194 | 0.08
Wind-1 | 3195 | 0.08
Wind-1 | 3196 | 0.08
Wind-1 | 3197 | 0.08
Wind-1 | 3198 | 0.08
Wind-1 | 3199 | 0.08
Wind-1 | 3200 | 0.08
Wind-1 | 3201 | 0.08
Wind-1 | 3202 | 0.08
Wind-1 | 3203 | 0.08
Wind-1 | 3204 | 0.08
Wind-1 | 3205 | 0.08
Wind-1 | 3206 | 0.08
Wind-1 | 3207 | 0.08
Wind-1 | 3208 | 0.08
Wind-1 | 3209 | 0.08
Wind-1 | 3210 | 0.08
Wind-1 | 3211 | 0.08
Wind-1 | 3212 | 0.08
Wind-1 | 3213 | 0.08
Wind-1 | 3214 | 0.08
Wind-1 | 3215 | 0.08
Wind-1 | 3216 | 0.08
Wind-1 | 3217 | 0.08
Wind-1 | 3218 | 0.08
Wind-1 | 3219 | 0.08
Wind-1 | 3220 | 0.08
Wind-1 | 3221 | 0.08
Wind-1 | 3222 | 0.08
Wind-1 | 3223 | 0.08
Wind-1 | 3224 | 0.08
Wind-1 | 3225 | 0.08
Wind-1 | 3226 | 0.08
Wind-1 | 3227 | 0.08
Wind-1 | 3228 | 0.08
Wind-1 | 3229 | 0.08
Wind-1 | 3230 | 0.08
Wind-1 | 3231 | 0.08
Wind-1 | 3232 | 0.08
Wind-1 | 3233 | 0.08
Wind-1 | 3234 | 0.08
Wind-1 | 3235 | 0.08
Wind-1 | 3236 | 0.08
Wind-1 | 3237 | 0.08
Wind-1 | 3238 | 0.08
Wind-1 | 3239 | 0.08
Wind-1 | 3240 | 0.08
Wind-1 | 3241 | 0.08
Wind-1 | 3242 | 0.08
Wind-1 | 3243 | 0.08
Wind-1 | 3244 | 0.08
Wind-1 | 3245 | 0.08
Wind-1 | 3246 | 0.08
Wind-1 | 3247 | 0.08
Wind-1 | 3248 | 0.08
Wind-1 | 3249 | 0.08
Wind-1 | 3250 | 0.08
Wind-1 | 3251 | 0.08
Wind-1 | 3252 | 0.08
Wind-1 | 3253 | 0.08
Wind-1 | 3254 | 0.08
Wind-1 | 3255 | 0.08
Wind-1 | 3256 | 0.08
Wind-1 | 3257 | 0.08
Wind-1 | 3258 | 0.08
Wind-1 | 3259 | 0.08
Wind-1 | 3260 | 0.08
Wind-1 | 3261 | 0.08
Wind-1 | 3262 | 0.08
Wind-1 | 3263 | 0.08
Wind-1 | 3264 | 0.08
Wind-1 | 3265 | 0.08
Wind-1 | 3266 | 0.08
Wind-1 | 3267 | 0.08
Wind-1 | 3268 | 0.08
Wind-1 | 3269 | 0.08
Wind-1 | 3270 | 0.08
Wind-1 | 3271 | 0.08
Wind-1 | 3272 | 0.08
Wind-1 | 3273 | 0.08
Wind-1 | 3274 | 0.08
Wind-1 | 3275 | 0.08
Wind-1 | 3276 | 0.08
Wind-1 | 3277 | 0.08
Wind-1 | 3278 | 0.08
Wind-1 | 3279 | 0.08
Wind-1 | 3280 | 0.08
Wind-1 | 3281 | 0.08
Wind-1 | 3282 | 0.08
Wind-1 | 3283 | 0.08
Wind-1 | 3284 | 0.08
Wind-1 | 3285 | 0.08
Wind-1 | 3286 | 0.08
Wind-1 | 3287 | 0.08
Wind-1 | 3288 | 0.08
Wind-1 | 3289 | 0.08
Wind-1 | 3290 | 0.08
Wind-1 | 3291 | 0.08
Wind-1 | 3292 | 0.08
Wind-1 | 3293 | 0.08
Wind-1 | 3294 | 0.08
Wind-1 | 3295 | 0.08
Wind-1 | 3296 | 0.08
Wind-1 | 3297 | 0.08
Wind-1 | 3298 | 0.08
Wind-1 | 3299 | 0.08
Wind-1 | 3300 | 0.08
Wind-1 | 3301 | 0.08
Wind-1 | 3302 | 0.08
Wind-1 | 3303 | 0.08
Wind-1 | 3304 | 0.08
Wind-1 | 3305 | 0.08
Wind-1 | 3306 | 0.08
Wind-1 | 3307 | 0.08
Wind-1 | 3308 | 0.08
Wind-1 | 3309 | 0.08
Wind-1 | 3310 | 0.08
Wind-1 | 3311 | 0.08
Wind-1 | 3312 | 0.08
Wind-1 | 3313 | 0.08
Wind-1 | 3314 | 0.08
Wind-1 | 3315 | 0.08
Wind-1 | 3316 | 0.08
Wind-1 | 3317 | 0.08
Wind-1 | 3318 | 0.08
Wind-1 | 3319 | 0.08
Wind-1 | 3320 | 0.08
Wind-1 | 3321 | 0.08
Wind-1 | 3322 | 0.08
Wind-1 | 3323 | 0.08
Wind-1 | 3324 | 0.08
Wind-1 | 3325 | 0.08
Wind-1 | 3326 | 0.08
Wind-1 | 3327 | 0.08
Wind-1 | 3328 | 0.08
Wind-1 | 3329 | 0.08
Wind-1 | 3330 | 0.08
Wind-1 | 3331 | 0.08
Wind-1 | 3332 | 0.08
Wind-1 | 3333 | 0.08
Wind-1 | 3334 | 0.08
Wind-1 | 3335 | 0.08
Wind-1 | 3336 | 0.08
Wind-1 | 3337 | 0.08
Wind-1 | 3338 | 0.08
Wind-1 | 3339 | 0.08
Wind-1 | 3340 | 0.08
Wind-1 | 3341 | 0.08
Wind-1 | 3342 | 0.08
Wind-1 | 3343 | 0.08
Wind-1 | 3344 | 0.08
Wind-1 | 3345 | 0.08
Wind-1 | 3346 | 0.08
Wind-1 | 3347 | 0.08
Wind-1 | 3348 | 0.08
Wind-1 | 3349 | 0.08
Wind-1 | 3350 | 0.08
Wind-1 | 3351 | 0.08
Wind-1 | 3352 | 0.08
Wind-1 | 3353 | 0.08
Wind-1 | 3354 | 0.08
Wind-1 | 3355 | 0.08
Wind-1 | 3356 | 0.08
Wind-1 | 3357 | 0.08
Wind-1 | 3358 | 0.08
Wind-1 | 3359 | 0.08
Wind-1 | 3360 | 0.08
Wind-1 | 3361 | 0.08
Wind-1 | 3362 | 0.08
Wind-1 | 3363 | 0.08
Wind-1 | 3364 | 0.08
Wind-1 | 3365 | 0.08
Wind-1 | 3366 | 0.08
Wind-1 | 3367 | 0.08
Wind-1 | 3368 | 0.08
Wind-1 | 3369 | 0.08
Wind-1 | 3370 | 0.08
Wind-1 | 3371 | 0.08
Wind-1 | 3372 | 0.08
Wind-1 | 3373 | 0.08
Wind-1 | 3374 | 0.08
Wind-1 | 3375 | 0.08
Wind-1 | 3376 | 0.08
Wind-1 | 3377 | 0.08
Wind-1 | 3378 | 0.08
Wind-1 | 3379 | 0.08
Wind-1 | 3380 | 0.08
Wind-1 | 3381 | 0.08
Wind-1 | 3382 | 0.08
Wind-1 | 3383 | 0.08
Wind-1 | 3384 | 0.08
Wind-1 | 3385 | 0.08
Wind-1 | 3386 | 0.08
Wind-1 | 3387 | 0.08
Wind-1 | 3388 | 0.08
Wind-1 | 3389 | 0.08
Wind-1 | 3390 | 0.08
Wind-1 | 3391 | 0.08
Wind-1 | 3392 | 0.08
Wind-1 | 3393 | 0.08
Wind-1 | 3394 | 0.08
Wind-1 | 3395 | 0.08
Wind-1 | 3396 | 0.08
Wind-1 | 3397 | 0.08
Wind-1 | 3398 | 0.08
Wind-1 | 3399 | 0.08
Wind-1 | 3400 | 0.08
Wind-1 | 3401 | 0.08
Wind-1 | 3402 | 0.08
Wind-1 | 3403 | 0.08
Wind-1 | 3404 | 0.08
Wind-1 | 3405 | 0.08
Wind-1 | 3406 | 0.08
Wind-1 | 3407 | 0.08
Wind-1 | 3408 | 0.08
Wind-1 | 3409 | 0.08
Wind-1 | 3410 | 0.08
Wind-1 | 3411 | 0.08
Wind-1 | 3412 | 0.08
Wind-1 | 3413 | 0.08
Wind-1 | 3414 | 0.08
Wind-1 | 3415 | 0.08
Wind-1 | 3416 | 0.08
Wind-1 | 3417 | 0.08
Wind-1 | 3418 | 0.08
Wind-1 | 3419 | 0.08
Wind-1 | 3420 | 0.08
Wind-1 | 3421 | 0.08
Wind-1 | 3422 | 0.08
Wind-1 | 3423 | 0.08
Wind-1 | 3424 | 0.08
Wind-1 | 3425 | 0.08
Wind-1 | 3426 | 0.08
Wind-1 | 3427 | 0.08
Wind-1 | 3428 | 0.08
Wind-1 | 3429 | 0.08
Wind-1 | 3430 | 0.08
Wind-1 | 3431 | 0.08
Wind-1 | 3432 | 0.08
Wind-1 | 3433 | 0.08
Wind-1 | 3434 | 0.08
Wind-1 | 3435 | 0.08
Wind-1 | 3436 | 0.08
Wind-1 | 3437 | 0.08
Wind-1 | 3438 | 0.08
Wind-1 | 3439 | 0.08
Wind-1 | 3440 | 0.08
Wind-1 | 3441 | 0.08
Wind-1 | 3442 | 0.08
Wind-1 | 3443 | 0.08
Wind-1 | 3444 | 0.08
Wind-1 | 3445 | 0.08
Wind-1 | 3446 | 0.08
Wind-1 | 3447 | 0.08
Wind-1 | 3448 | 0.08
Wind-1 | 3449 | 0.08
Wind-1 | 3450 | 0.08
Wind-1 | 3451 | 0.08
Wind-1 | 3452 | 0.08
Wind-1 | 3453 | 0.08
Wind-1 | 3454 | 0.08
Wind-1 | 3455 | 0.08
Wind-1 | 3456 | 0.08
Wind-1 | 3457 | 0.08
Wind-1 | 3458 | 0.08
Wind-1 | 3459 | 0.08
Wind-1 | 3460 | 0.08
Wind-1 | 3461 | 0.08
Wind-1 | 3462 | 0.08
Wind-1 | 3463 | 0.08
Wind-1 | 3464 | 0.08
Wind-1 | 3465 | 0.08
Wind-1 | 3466 | 0.08
Wind-1 | 3467 | 0.08
Wind-1 | 3468 | 0.08
Wind-1 | 3469 | 0.08
Wind-1 | 3470 | 0.08
Wind-1 | 3471 | 0.08
Wind-1 | 3472 | 0.08
Wind-1 | 3473 | 0.08
Wind-1 | 3474 | 0.08
Wind-1 | 3475 | 0.08
Wind-1 | 3476 | 0.08
Wind-1 | 3477 | 0.08
Wind-1 | 3478 | 0.08
Wind-1 | 3479 | 0.08
Wind-1 | 3480 | 0.08
Wind-1 | 3481 | 0.08
Wind-1 | 3482 | 0.08
Wind-1 | 3483 | 0.08
Wind-1 | 3484 | 0.08
Wind-1 | 3485 | 0.08
Wind-1 | 3486 | 0.08
Wind-1 | 3487 | 0.08
Wind-1 | 3488 | 0.08
Wind-1 | 3489 | 0.08
Wind-1 | 3490 | 0.08
Wind-1 | 3491 | 0.08
Wind-1 | 3492 | 0.08
Wind-1 | 3493 | 0.08
Wind-1 | 3494 | 0.08
Wind-1 | 3495 | 0.08
Wind-1 | 3496 | 0.08
Wind-1 | 3497 | 0.08
Wind-1 | 3498 | 0.08
Wind-1 | 3499 | 0.08
Wind-1 | 3500 | 0.08
Wind-1 | 3501 | 0.08
Wind-1 | 3502 | 0.08
Wind-1 | 3503 | 0.08
Wind-1 | 3504 | 0.08
Wind-1 | 3505 | 0.08
Wind-1 | 3506 | 0.08
Wind-1 | 3507 | 0.08
Wind-1 | 3508 | 0.08
Wind-1 | 3509 | 0.08
Wind-1 | 3510 | 0.08
Wind-1 | 3511 | 0.08
Wind-1 | 3512 | 0.08
Wind-1 | 3513 | 0.08
Wind-1 | 3514 | 0.08
Wind-1 | 3515 | 0.08
Wind-1 | 3516 | 0.08
Wind-1 | 3517 | 0.08
Wind-1 | 3518 | 0.08
Wind-1 | 3519 | 0.08
Wind-1 | 3520 | 0.08
Wind-1 | 3521 | 0.08
Wind-1 | 3522 | 0.08
Wind-1 | 3523 | 0.08
Wind-1 | 3524 | 0.08
Wind-1 | 3525 | 0.08
Wind-1 | 3526 | 0.08
Wind-1 | 3527 | 0.08
Wind-1 | 3528 | 0.08
Wind-1 | 3529 | 0.08
Wind-1 | 3530 | 0.08
Wind-1 | 3531 | 0.08
Wind-1 | 3532 | 0.08
Wind-1 | 3533 | 0.08
Wind-1 | 3534 | 0.08
Wind-1 | 3535 | 0.08
Wind-1 | 3536 | 0.08
Wind-1 | 3537 | 0.08
Wind-1 | 3538 | 0.08
Wind-1 | 3539 | 0.08
Wind-1 | 3540 | 0.08
Wind-1 | 3541 | 0.08
Wind-1 | 3542 | 0.08
Wind-1 | 3543 | 0.08
Wind-1 | 3544 | 0.08
Wind-1 | 3545 | 0.08
Wind-1 | 3546 | 0.08
Wind-1 | 3547 | 0.08
Wind-1 | 3548 | 0.08
Wind-1 | 3549 | 0.08
Wind-1 | 3550 | 0.08
Wind-1 | 3551 | 0.08
Wind-1 | 3552 | 0.08
Wind-1 | 3553 | 0.08
Wind-1 | 3554 | 0.08
Wind-1 | 3555 | 0.08
Wind-1 | 3556 | 0.08
Wind-1 | 3557 | 0.08
Wind-1 | 3558 | 0.08
Wind-1 | 3559 | 0.08
Wind-1 | 3560 | 0.08
Wind-1 | 3561 | 0.08
Wind-1 | 3562 | 0.08
Wind-1 | 3563 | 0.08
Wind-1 | 3564 | 0.08
Wind-1 | 3565 | 0.08
Wind-1 | 3566 | 0.08
Wind-1 | 3567 | 0.08
Wind-1 | 3568 | 0.08
Wind-1 | 3569 | 0.08
Wind-1 | 3570 | 0.08
Wind-1 | 3571 | 0.08
Wind-1 | 3572 | 0.08
Wind-1 | 3573 | 0.08
Wind-1 | 3574 | 0.08
Wind-1 | 3575 | 0.08
Wind-1 | 3576 | 0.08
Wind-1 | 3577 | 0.08
Wind-1 | 3578 | 0.08
Wind-1 | 3579 | 0.08
Wind-1 | 3580 | 0.08
Wind-1 | 3581 | 0.08
Wind-1 | 3582 | 0.08
Wind-1 | 3583 | 0.08
Wind-1 | 3584 | 0.08
Wind-1 | 3585 | 0.08
Wind-1 | 3586 | 0.08
Wind-1 | 3587 | 0.08
Wind-1 | 3588 | 0.08
Wind-1 | 3589 | 0.08
Wind-1 | 3590 | 0.08
Wind-1 | 3591 | 0.08
Wind-1 | 3592 | 0.08
Wind-1 | 3593 | 0.08
Wind-1 | 3594 | 0.08
Wind-1 | 3595 | 0.08
Wind-1 | 3596 | 0.08
Wind-1 | 3597 | 0.08
Wind-1 | 3598 | 0.08
Wind-1 | 3599 | 0.08
Wind-1 | 3600 | 0.08
Wind-1 | 3601 | 0.08
Wind-1 | 3602 | 0.08
Wind-1 | 3603 | 0.08
Wind-1 | 3604 | 0.08
Wind-1 | 3605 | 0.08
Wind-1 | 3606 | 0.08
Wind-1 | 3607 | 0.08
Wind-1 | 3608 | 0.08
Wind-1 | 3609 | 0.08
Wind-1 | 3610 | 0.08
Wind-1 | 3611 | 0.08
Wind-1 | 3612 | 0.08
Wind-1 | 3613 | 0.08
Wind-1 | 3614 | 0.08
Wind-1 | 3615 | 0.08
Wind-1 | 3616 | 0.08
Wind-1 | 3617 | 0.08
Wind-1 | 3618 | 0.08
Wind-1 | 3619 | 0.08
Wind-1 | 3620 | 0.08
Wind-1 | 3621 | 0.08
Wind-1 | 3622 | 0.08
Wind-1 | 3623 | 0.08
Wind-1 | 3624 | 0.08
Wind-1 | 3625 | 0.08
Wind-1 | 3626 | 0.08
Wind-1 | 3627 | 0.08
Wind-1 | 3628 | 0.08
Wind-1 | 3629 | 0.08
Wind-1 | 3630 | 0.08
Wind-1 | 3631 | 0.08
Wind-1 | 3632 | 0.08
Wind-1 | 3633 | 0.08
Wind-1 | 3634 | 0.08
Wind-1 | 3635 | 0.08
Wind-1 | 3636 | 0.08
Wind-1 | 3637 | 0.08
Wind-1 | 3638 | 0.08
Wind-1 | 3639 | 0.08
Wind-1 | 3640 | 0.08
Wind-1 | 3641 | 0.08
Wind-1 | 3642 | 0.08
Wind-1 | 3643 | 0.08
Wind-1 | 3644 | 0.08
Wind-1 | 3645 | 0.08
Wind-1 | 3646 | 0.08
Wind-1 | 3647 | 0.08
Wind-1 | 3648 | 0.08
Wind-1 | 3649 | 0.08
Wind-1 | 3650 | 0.08
Wind-1 | 3651 | 0.08
Wind-1 | 3652 | 0.08
Wind-1 | 3653 | 0.08
Wind-1 | 3654 | 0.08
Wind-1 | 3655 | 0.08
Wind-1 | 3656 | 0.08
Wind-1 | 3657 | 0.08
Wind-1 | 3658 | 0.08
Wind-1 | 3659 | 0.08
Wind-1 | 3660 | 0.08
Wind-1 | 3661 | 0.08
Wind-1 | 3662 | 0.08
Wind-1 | 3663 | 0.08
Wind-1 | 3664 | 0.08
Wind-1 | 3665 | 0.08
Wind-1 | 3666 | 0.08
Wind-1 | 3667 | 0.08
Wind-1 | 3668 | 0.08
Wind-1 | 3669 | 0.08
Wind-1 | 3670 | 0.08
Wind-1 | 3671 | 0.08
Wind-1 | 3672 | 0.08
Wind-1 | 3673 | 0.08
Wind-1 | 3674 | 0.08
Wind-1 | 3675 | 0.08
Wind-1 | 3676 | 0.08
Wind-1 | 3677 | 0.08
Wind-1 | 3678 | 0.08
Wind-1 | 3679 | 0.08
Wind-1 | 3680 | 0.08
Wind-1 | 3681 | 0.08
Wind-1 | 3682 | 0.08
Wind-1 | 3683 | 0.08
Wind-1 | 3684 | 0.08
Wind-1 | 3685 | 0.08
Wind-1 | 3686 | 0.08
Wind-1 | 3687 | 0.08
Wind-1 | 3688 | 0.08
Wind-1 | 3689 | 0.08
Wind-1 | 3690 | 0.08
Wind-1 | 3691 | 0.08
Wind-1 | 3692 | 0.08
Wind-1 | 3693 | 0.08
Wind-1 | 3694 | 0.08
Wind-1 | 3695 | 0.08
Wind-1 | 3696 | 0.08
Wind-1 | 3697 | 0.08
Wind-1 | 3698 | 0.08
Wind-1 | 3699 | 0.08
Wind-1 | 3700 | 0.08
Wind-1 | 3701 | 0.08
Wind-1 | 3702 | 0.08
Wind-1 | 3703 | 0.08
Wind-1 | 3704 | 0.08
Wind-1 | 3705 | 0.08
Wind-1 | 3706 | 0.08
Wind-1 | 3707 | 0.08
Wind-1 | 3708 | 0.08
Wind-1 | 3709 | 0.08
Wind-1 | 3710 | 0.08
Wind-1 | 3711 | 0.08
Wind-1 | 3712 | 0.08
Wind-1 | 3713 | 0.08
Wind-1 | 3714 | 0.08
Wind-1 | 3715 | 0.08
Wind-1 | 3716 | 0.08
Wind-1 | 3717 | 0.08
Wind-1 | 3718 | 0.08
Wind-1 | 3719 | 0.08
Wind-1 | 3720 | 0.08
Wind-1 | 3721 | 0.08
Wind-1 | 3722 | 0.08
Wind-1 | 3723 | 0.08
Wind-1 | 3724 | 0.08
Wind-1 | 3725 | 0.08
Wind-1 | 3726 | 0.08
Wind-1 | 3727 | 0.08
Wind-1 | 3728 | 0.08
Wind-1 | 3729 | 0.08
Wind-1 | 3730 | 0.08
Wind-1 | 3731 | 0.08
Wind-1 | 3732 | 0.08
Wind-1 | 3733 | 0.08
Wind-1 | 3734 | 0.08
Wind-1 | 3735 | 0.08
Wind-1 | 3736 | 0.08
Wind-1 | 3737 | 0.08
Wind-1 | 3738 | 0.08
Wind-1 | 3739 | 0.08
Wind-1 | 3740 | 0.08
Wind-1 | 3741 | 0.08
Wind-1 | 3742 | 0.08
Wind-1 | 3743 | 0.08
Wind-1 | 3744 | 0.08
Wind-1 | 3745 | 0.08
Wind-1 | 3746 | 0.08
Wind-1 | 3747 | 0.08
Wind-1 | 3748 | 0.08
Wind-1 | 3749 | 0.08
Wind-1 | 3750 | 0.08
Wind-1 | 3751 | 0.08
Wind-1 | 3752 | 0.08
Wind-1 | 3753 | 0.08
Wind-1 | 3754 | 0.08
Wind-1 | 3755 | 0.08
Wind-1 | 3756 | 0.08
Wind-1 | 3757 | 0.08
Wind-1 | 3758 | 0.08
Wind-1 | 3759 | 0.08
Wind-1 | 3760 | 0.08
Wind-1 | 3761 | 0.08
Wind-1 | 3762 | 0.08
Wind-1 | 3763 | 0.08
Wind-1 | 3764 | 0.08
Wind-1 | 3765 | 0.08
Wind-1 | 3766 | 0.08
Wind-1 | 3767 | 0.08
Wind-1 | 3768 | 0.08
Wind-1 | 3769 | 0.08
Wind-1 | 3770 | 0.08
Wind-1 | 3771 | 0.08
Wind-1 | 3772 | 0.08
Wind-1 | 3773 | 0.08
Wind-1 | 3774 | 0.08
Wind-1 | 3775 | 0.08
Wind-1 | 3776 | 0.08
Wind-1 | 3777 | 0.08
Wind-1 | 3778 | 0.08
Wind-1 | 3779 | 0.08
Wind-1 | 3780 | 0.08
Wind-1 | 3781 | 0.08
Wind-1 | 3782 | 0.08
Wind-1 | 3783 | 0.08
Wind-1 | 3784 | 0.08
Wind-1 | 3785 | 0.08
Wind-1 | 3786 | 0.08
Wind-1 | 3787 | 0.08
Wind-1 | 3788 | 0.08
Wind-1 | 3789 | 0.08
Wind-1 | 3790 | 0.08
Wind-1 | 3791 | 0.08
Wind-1 | 3792 | 0.08
Wind-1 | 3793 | 0.08
Wind-1 | 3794 | 0.08
Wind-1 | 3795 | 0.08
Wind-1 | 3796 | 0.08
Wind-1 | 3797 | 0.08
Wind-1 | 3798 | 0.08
Wind-1 | 3799 | 0.08
Wind-1 | 3800 | 0.08
Wind-1 | 3801 | 0.08
Wind-1 | 3802 | 0.08
Wind-1 | 3803 | 0.08
Wind-1 | 3804 | 0.08
Wind-1 | 3805 | 0.08
Wind-1 | 3806 | 0.08
Wind-1 | 3807 | 0.08
Wind-1 | 3808 | 0.08
Wind-1 | 3809 | 0.08
Wind-1 | 3810 | 0.08
Wind-1 | 3811 | 0.08
Wind-1 | 3812 | 0.08
Wind-1 | 3813 | 0.08
Wind-1 | 3814 | 0.08
Wind-1 | 3815 | 0.08
Wind-1 | 3816 | 0.08
Wind-1 | 3817 | 0.08
Wind-1 | 3818 | 0.08
Wind-1 | 3819 | 0.08
Wind-1 | 3820 | 0.08
Wind-1 | 3821 | 0.08
Wind-1 | 3822 | 0.08
Wind-1 | 3823 | 0.08
Wind-1 | 3824 | 0.08
Wind-1 | 3825 | 0.08
Wind-1 | 3826 | 0.08
Wind-1 | 3827 | 0.08
Wind-1 | 3828 | 0.08
Wind-1 | 3829 | 0.08
Wind-1 | 3830 | 0.08
Wind-1 | 3831 | 0.08
Wind-1 | 3832 | 0.08
Wind-1 | 3833 | 0.08
Wind-1 | 3834 | 0.08
Wind-1 | 3835 | 0.08
Wind-1 | 3836 | 0.08
Wind-1 | 3837 | 0.08
Wind-1 | 3838 | 0.08
Wind-1 | 3839 | 0.08
Wind-1 | 3840 | 0.08
Wind-1 | 3841 | 0.08
Wind-1 | 3842 | 0.08
Wind-1 | 3843 | 0.08
Wind-1 | 3844 | 0.08
Wind-1 | 3845 | 0.08
Wind-1 | 3846 | 0.08
Wind-1 | 3847 | 0.08
Wind-1 | 3848 | 0.08
Wind-1 | 3849 | 0.08
Wind-1 | 3850 | 0.08
Wind-1 | 3851 | 0.08
Wind-1 | 3852 | 0.08
Wind-1 | 3853 | 0.08
Wind-1 | 3854 | 0.08
Wind-1 | 3855 | 0.08
Wind-1 | 3856 | 0.08
Wind-1 | 3857 | 0.08
Wind-1 | 3858 | 0.08
Wind-1 | 3859 | 0.08
Wind-1 | 3860 | 0.08
Wind-1 | 3861 | 0.08
Wind-1 | 3862 | 0.08
Wind-1 | 3863 | 0.08
Wind-1 | 3864 | 0.08
Wind-1 | 3865 | 0.08
Wind-1 | 3866 | 0.08
Wind-1 | 3867 | 0.08
Wind-1 | 3868 | 0.08
Wind-1 | 3869 | 0.08
Wind-1 | 3870 | 0.08
Wind-1 | 3871 | 0.08
Wind-1 | 3872 | 0.08
Wind-1 | 3873 | 0.08
Wind-1 | 3874 | 0.08
Wind-1 | 3875 | 0.08
Wind-1 | 3876 | 0.08
Wind-1 | 3877 | 0.08
Wind-1 | 3878 | 0.08
Wind-1 | 3879 | 0.08
Wind-1 | 3880 | 0.08
Wind-1 | 3881 | 0.08
Wind-1 | 3882 | 0.08
Wind-1 | 3883 | 0.08
Wind-1 | 3884 | 0.08
Wind-1 | 3885 | 0.08
Wind-1 | 3886 | 0.08
Wind-1 | 3887 | 0.08
Wind-1 | 3888 | 0.08
Wind-1 | 3889 | 0.08
Wind-1 | 3890 | 0.08
Wind-1 | 3891 | 0.08
Wind-1 | 3892 | 0.08
Wind-1 | 3893 | 0.08
Wind-1 | 3894 | 0.08
Wind-1 | 3895 | 0.08
Wind-1 | 3896 | 0.08
Wind-1 | 3897 | 0.08
Wind-1 | 3898 | 0.08
Wind-1 | 3899 | 0.08
Wind-1 | 3900 | 0.08
Wind-1 | 3901 | 0.08
Wind-1 | 3902 | 0.08
Wind-1 | 3903 | 0.08
Wind-1 | 3904 | 0.08
Wind-1 | 3905 | 0.08
Wind-1 | 3906 | 0.08
Wind-1 | 3907 | 0.08
Wind-1 | 3908 | 0.08
Wind-1 | 3909 | 0.08
Wind-1 | 3910 | 0.08
Wind-1 | 3911 | 0.08
Wind-1 | 3912 | 0.08
Wind-1 | 3913 | 0.08
Wind-1 | 3914 | 0.08
Wind-1 | 3915 | 0.08
Wind-1 | 3916 | 0.08
Wind-1 | 3917 | 0.08
Wind-1 | 3918 | 0.08
Wind-1 | 3919 | 0.08
Wind-1 | 3920 | 0.08
Wind-1 | 3921 | 0.08
Wind-1 | 3922 | 0.08
Wind-1 | 3923 | 0.08
Wind-1 | 3924 | 0.08
Wind-1 | 3925 | 0.08
Wind-1 | 3926 | 0.08
Wind-1 | 3927 | 0.08
Wind-1 | 3928 | 0.08
Wind-1 | 3929 | 0.08
Wind-1 | 3930 | 0.08
Wind-1 | 3931 | 0.08
Wind-1 | 3932 | 0.08
Wind-1 | 3933 | 0.08
Wind-1 | 3934 | 0.08
Wind-1 | 3935 | 0.08
Wind-1 | 3936 | 0.08
Wind-1 | 3937 | 0.08
Wind-1 | 3938 | 0.08
Wind-1 | 3939 | 0.08
Wind-1 | 3940 | 0.08
Wind-1 | 3941 | 0.08
Wind-1 | 3942 | 0.08
Wind-1 | 3943 | 0.08
Wind-1 | 3944 | 0.08
Wind-1 | 3945 | 0.08
Wind-1 | 3946 | 0.08
Wind-1 | 3947 | 0.08
Wind-1 | 3948 | 0.08
Wind-1 | 3949 | 0.08
Wind-1 | 3950 | 0.08
Wind-1 | 3951 | 0.08
Wind-1 | 3952 | 0.08
Wind-1 | 3953 | 0.08
Wind-1 | 3954 | 0.08
Wind-1 | 3955 | 0.08
Wind-1 | 3956 | 0.08
Wind-1 | 3957 | 0.08
Wind-1 | 3958 | 0.08
Wind-1 | 3959 | 0.08
Wind-1 | 3960 | 0.08
Wind-1 | 3961 | 0.08
Wind-1 | 3962 | 0.08
Wind-1 | 3963 | 0.08
Wind-1 | 3964 | 0.08
Wind-1 | 3965 | 0.08
Wind-1 | 3966 | 0.08
Wind-1 | 3967 | 0.08
Wind-1 | 3968 | 0.08
Wind-1 | 3969 | 0.08
Wind-1 | 3970 | 0.08
Wind-1 | 3971 | 0.08
Wind-1 | 3972 | 0.08
Wind-1 | 3973 | 0.08
Wind-1 | 3974 | 0.08
Wind-1 | 3975 | 0.08
Wind-1 | 3976 | 0.08
Wind-1 | 3977 | 0.08
Wind-1 | 3978 | 0.08
Wind-1 | 3979 | 0.08
Wind-1 | 3980 | 0.08
Wind-1 | 3981 | 0.08
Wind-1 | 3982 | 0.08
Wind-1 | 3983 | 0.08
Wind-1 | 3984 | 0.08
Wind-1 | 3985 | 0.08
Wind-1 | 3986 | 0.08
Wind-1 | 3987 | 0.08
Wind-1 | 3988 | 0.08
Wind-1 | 3989 | 0.08
Wind-1 | 3990 | 0.08
Wind-1 | 3991 | 0.08
Wind-1 | 3992 | 0.08
Wind-1 | 3993 | 0.08
Wind-1 | 3994 | 0.08
Wind-1 | 3995 | 0.08
Wind-1 | 3996 | 0.08
Wind-1 | 3997 | 0.08
Wind-1 | 3998 | 0.08
Wind-1 | 3999 | 0.08
Wind-1 | 4000 | 0.08
Wind-1 | 4001 | 0.08
Wind-1 | 4002 | 0.08
Wind-1 | 4003 | 0.08
Wind-1 | 4004 | 0.08
Wind-1 | 4005 | 0.08
Wind-1 | 4006 | 0.08
Wind-1 | 4007 | 0.08
Wind-1 | 4008 | 0.08
Wind-1 | 4009 | 0.08
Wind-1 | 4010 | 0.08
Wind-1 | 4011 | 0.08
Wind-1 | 4012 | 0.08
Wind-1 | 4013 | 0.08
Wind-1 | 4014 | 0.08
Wind-1 | 4015 | 0.08
Wind-1 | 4016 | 0.08
Wind-1 | 4017 | 0.08
Wind-1 | 4018 | 0.08
Wind-1 | 4019 | 0.08
Wind-1 | 4020 | 0.08
Wind-1 | 4021 | 0.08
Wind-1 | 4022 | 0.08
Wind-1 | 4023 | 0.08
Wind-1 | 4024 | 0.08
Wind-1 | 4025 | 0.08
Wind-1 | 4026 | 0.08
Wind-1 | 4027 | 0.08
Wind-1 | 4028 | 0.08
Wind-1 | 4029 | 0.08
Wind-1 | 4030 | 0.08
Wind-1 | 4031 | 0.08
Wind-1 | 4032 | 0.08
Wind-1 | 4033 | 0.08
Wind-1 | 4034 | 0.08
Wind-1 | 4035 | 0.08
Wind-1 | 4036 | 0.08
Wind-1 | 4037 | 0.08
Wind-1 | 4038 | 0.08
Wind-1 | 4039 | 0.08
Wind-1 | 4040 | 0.08
Wind-1 | 4041 | 0.08
Wind-1 | 4042 | 0.08
Wind-1 | 4043 | 0.08
Wind-1 | 4044 | 0.08
Wind-1 | 4045 | 0.08
Wind-1 | 4046 | 0.08
Wind-1 | 4047 | 0.08
Wind-1 | 4048 | 0.08
Wind-1 | 4049 | 0.08
Wind-1 | 4050 | 0.08
Wind-1 | 4051 | 0.08
Wind-1 | 4052 | 0.08
Wind-1 | 4053 | 0.08
Wind-1 | 4054 | 0.08
Wind-1 | 4055 | 0.08
Wind-1 | 4056 | 0.08
Wind-1 | 4057 | 0.08
Wind-1 | 4058 | 0.08
Wind-1 | 4059 | 0.08
Wind-1 | 4060 | 0.08
Wind-1 | 4061 | 0.08
Wind-1 | 4062 | 0.08
Wind-1 | 4063 | 0.08
Wind-1 | 4064 | 0.08
Wind-1 | 4065 | 0.08
Wind-1 | 4066 | 0.08
Wind-1 | 4067 | 0.08
Wind-1 | 4068 | 0.08
Wind-1 | 4069 | 0.08
Wind-1 | 4070 | 0.08
Wind-1 | 4071 | 0.08
Wind-1 | 4072 | 0.08
Wind-1 | 4073 | 0.08
Wind-1 | 4074 | 0.08
Wind-1 | 4075 | 0.08
Wind-1 | 4076 | 0.08
Wind-1 | 4077 | 0.08
Wind-1 | 4078 | 0.08
Wind-1 | 4079 | 0.08
Wind-1 | 4080 | 0.08
Wind-1 | 4081 | 0.08
Wind-1 | 4082 | 0.08
Wind-1 | 4083 | 0.08
Wind-1 | 4084 | 0.08
Wind-1 | 4085 | 0.08
Wind-1 | 4086 | 0.08
Wind-1 | 4087 | 0.08
Wind-1 | 4088 | 0.08
Wind-1 | 4089 | 0.08
Wind-1 | 4090 | 0.08
Wind-1 | 4091 | 0.08
Wind-1 | 4092 | 0.08
Wind-1 | 4093 | 0.08
Wind-1 | 4094 | 0.08
Wind-1 | 4095 | 0.08
Wind-1 | 4096 | 0.08
Wind-1 | 4097 | 0.08
Wind-1 | 4098 | 0.08
Wind-1 | 4099 | 0.08
Wind-1 | 4100 | 0.08
Wind-1 | 4101 | 0.08
Wind-1 | 4102 | 0.08
Wind-1 | 4103 | 0.08
Wind-1 | 4104 | 0.08
Wind-1 | 4105 | 0.08
Wind-1 | 4106 | 0.08
Wind-1 | 4107 | 0.08
Wind-1 | 4108 | 0.08
Wind-1 | 4109 | 0.08
Wind-1 | 4110 | 0.08
Wind-1 | 4111 | 0.08
Wind-1 | 4112 | 0.08
Wind-1 | 4113 | 0.08
Wind-1 | 4114 | 0.08
Wind-1 | 4115 | 0.08
Wind-1 | 4116 | 0.08
Wind-1 | 4117 | 0.08
Wind-1 | 4118 | 0.08
Wind-1 | 4119 | 0.08
Wind-1 | 4120 | 0.08
Wind-1 | 4121 | 0.08
Wind-1 | 4122 | 0.08
Wind-1 | 4123 | 0.08
Wind-1 | 4124 | 0.08
Wind-1 | 4125 | 0.08
Wind-1 | 4126 | 0.08
Wind-1 | 4127 | 0.08
Wind-1 | 4128 | 0.08
Wind-1 | 4129 | 0.08
Wind-1 | 4130 | 0.08
Wind-1 | 4131 | 0.08
Wind-1 | 4132 | 0.08
Wind-1 | 4133 | 0.08
Wind-1 | 4134 | 0.08
Wind-1 | 4135 | 0.08
Wind-1 | 4136 | 0.08
Wind-1 | 4137 | 0.08
Wind-1 | 4138 | 0.08
Wind-1 | 4139 | 0.08
Wind-1 | 4140 | 0.08
Wind-1 | 4141 | 0.08
Wind-1 | 4142 | 0.08
Wind-1 | 4143 | 0.08
Wind-1 | 4144 | 0.08
Wind-1 | 4145 | 0.08
Wind-1 | 4146 | 0.08
Wind-1 | 4147 | 0.08
Wind-1 | 4148 | 0.08
Wind-1 | 4149 | 0.08
Wind-1 | 4150 | 0.08
Wind-1 | 4151 | 0.08
Wind-1 | 4152 | 0.08
Wind-1 | 4153 | 0.08
Wind-1 | 4154 | 0.08
Wind-1 | 4155 | 0.08
Wind-1 | 4156 | 0.08
Wind-1 | 4157 | 0.08
Wind-1 | 4158 | 0.08
Wind-1 | 4159 | 0.08
Wind-1 | 4160 | 0.08
Wind-1 | 4161 | 0.08
Wind-1 | 4162 | 0.08
Wind-1 | 4163 | 0.08
Wind-1 | 4164 | 0.08
Wind-1 | 4165 | 0.08
Wind-1 | 4166 | 0.08
Wind-1 | 4167 | 0.08
Wind-1 | 4168 | 0.08
Wind-1 | 4169 | 0.08
Wind-1 | 4170 | 0.08
Wind-1 | 4171 | 0.08
Wind-1 | 4172 | 0.08
Wind-1 | 4173 | 0.08
Wind-1 | 4174 | 0.08
Wind-1 | 4175 | 0.08
Wind-1 | 4176 | 0.08
Wind-1 | 4177 | 0.08
Wind-1 | 4178 | 0.08
Wind-1 | 4179 | 0.08
Wind-1 | 4180 | 0.08
Wind-1 | 4181 | 0.08
Wind-1 | 4182 | 0.08
Wind-1 | 4183 | 0.08
Wind-1 | 4184 | 0.08
Wind-1 | 4185 | 0.08
Wind-1 | 4186 | 0.08
Wind-1 | 4187 | 0.08
Wind-1 | 4188 | 0.08
Wind-1 | 4189 | 0.08
Wind-1 | 4190 | 0.08
Wind-1 | 4191 | 0.08
Wind-1 | 4192 | 0.08
Wind-1 | 4193 | 0.08
Wind-1 | 4194 | 0.08
Wind-1 | 4195 | 0.08
Wind-1 | 4196 | 0.08
Wind-1 | 4197 | 0.08
Wind-1 | 4198 | 0.08
Wind-1 | 4199 | 0.08
Wind-1 | 4200 | 0.08
Wind-1 | 4201 | 0.08
Wind-1 | 4202 | 0.08
Wind-1 | 4203 | 0.08
Wind-1 | 4204 | 0.08
Wind-1 | 4205 | 0.08
Wind-1 | 4206 | 0.08
Wind-1 | 4207 | 0.08
Wind-1 | 4208 | 0.08
Wind-1 | 4209 | 0.08
Wind-1 | 4210 | 0.08
Wind-1 | 4211 | 0.08
Wind-1 | 4212 | 0.08
Wind-1 | 4213 | 0.08
Wind-1 | 4214 | 0.08
Wind-1 | 4215 | 0.08
Wind-1 | 4216 | 0.08
Wind-1 | 4217 | 0.08
Wind-1 | 4218 | 0.08
Wind-1 | 4219 | 0.08
Wind-1 | 4220 | 0.08
Wind-1 | 4221 | 0.08
Wind-1 | 4222 | 0.08
Wind-1 | 4223 | 0.08
Wind-1 | 4224 | 0.08
Wind-1 | 4225 | 0.08
Wind-1 | 4226 | 0.08
Wind-1 | 4227 | 0.08
Wind-1 | 4228 | 0.08
Wind-1 | 4229 | 0.08
Wind-1 | 4230 | 0.08
Wind-1 | 4231 | 0.08
Wind-1 | 4232 | 0.08
Wind-1 | 4233 | 0.08
Wind-1 | 4234 | 0.08
Wind-1 | 4235 | 0.08
Wind-1 | 4236 | 0.08
Wind-1 | 4237 | 0.08
Wind-1 | 4238 | 0.08
Wind-1 | 4239 | 0.08
Wind-1 | 4240 | 0.08
Wind-1 | 4241 | 0.08
Wind-1 | 4242 | 0.08
Wind-1 | 4243 | 0.08
Wind-1 | 4244 | 0.08
Wind-1 | 4245 | 0.08
Wind-1 | 4246 | 0.08
Wind-1 | 4247 | 0.08
Wind-1 | 4248 | 0.08
Wind-1 | 4249 | 0.08
Wind-1 | 4250 | 0.08
Wind-1 | 4251 | 0.08
Wind-1 | 4252 | 0.08
Wind-1 | 4253 | 0.08
Wind-1 | 4254 | 0.08
Wind-1 | 4255 | 0.08
Wind-1 | 4256 | 0.08
Wind-1 | 4257 | 0.08
Wind-1 | 4258 | 0.08
Wind-1 | 4259 | 0.08
Wind-1 | 4260 | 0.08
Wind-1 | 4261 | 0.08
Wind-1 | 4262 | 0.08
Wind-1 | 4263 | 0.08
Wind-1 | 4264 | 0.08
Wind-1 | 4265 | 0.08
Wind-1 | 4266 | 0.08
Wind-1 | 4267 | 0.08
Wind-1 | 4268 | 0.08
Wind-1 | 4269 | 0.08
Wind-1 | 4270 | 0.08
Wind-1 | 4271 | 0.08
Wind-1 | 4272 | 0.08
Wind-1 | 4273 | 0.08
Wind-1 | 4274 | 0.08
Wind-1 | 4275 | 0.08
Wind-1 | 4276 | 0.08
Wind-1 | 4277 | 0.08
Wind-1 | 4278 | 0.08
Wind-1 | 4279 | 0.08
Wind-1 | 4280 | 0.08
Wind-1 | 4281 | 0.08
Wind-1 | 4282 | 0.08
Wind-1 | 4283 | 0.08
Wind-1 | 4284 | 0.08
Wind-1 | 4285 | 0.08
Wind-1 | 4286 | 0.08
Wind-1 | 4287 | 0.08
Wind-1 | 4288 | 0.08
Wind-1 | 4289 | 0.08
Wind-1 | 4290 | 0.08
Wind-1 | 4291 | 0.08
Wind-1 | 4292 | 0.08
Wind-1 | 4293 | 0.08
Wind-1 | 4294 | 0.08
Wind-1 | 4295 | 0.08
Wind-1 | 4296 | 0.08
Wind-1 | 4297 | 0.08
Wind-1 | 4298 | 0.08
Wind-1 | 4299 | 0.08
Wind-1 | 4300 | 0.08
Wind-1 | 4301 | 0.08
Wind-1 | 4302 | 0.08
Wind-1 | 4303 | 0.08
Wind-1 | 4304 | 0.08
Wind-1 | 4305 | 0.08
Wind-1 | 4306 | 0.08
Wind-1 | 4307 | 0.08
Wind-1 | 4308 | 0.08
Wind-1 | 4309 | 0.08
Wind-1 | 4310 | 0.08
Wind-1 | 4311 | 0.08
Wind-1 | 4312 | 0.08
Wind-1 | 4313 | 0.08
Wind-1 | 4314 | 0.08
Wind-1 | 4315 | 0.08
Wind-1 | 4316 | 0.08
Wind-1 | 4317 | 0.08
Wind-1 | 4318 | 0.08
Wind-1 | 4319 | 0.08
Wind-1 | 4320 | 0.08
Wind-1 | 4321 | 0.08
Wind-1 | 4322 | 0.08
Wind-1 | 4323 | 0.08
Wind-1 | 4324 | 0.08
Wind-1 | 4325 | 0.08
Wind-1 | 4326 | 0.08
Wind-1 | 4327 | 0.08
Wind-1 | 4328 | 0.08
Wind-1 | 4329 | 0.08
Wind-1 | 4330 | 0.08
Wind-1 | 4331 | 0.08
Wind-1 | 4332 | 0.08
Wind-1 | 4333 | 0.08
Wind-1 | 4334 | 0.08
Wind-1 | 4335 | 0.08
Wind-1 | 4336 | 0.08
Wind-1 | 4337 | 0.08
Wind-1 | 4338 | 0.08
Wind-1 | 4339 | 0.08
Wind-1 | 4340 | 0.08
Wind-1 | 4341 | 0.08
Wind-1 | 4342 | 0.08
Wind-1 | 4343 | 0.08
Wind-1 | 4344 | 0.08
Wind-1 | 4345 | 0.08
Wind-1 | 4346 | 0.08
Wind-1 | 4347 | 0.08
Wind-1 | 4348 | 0.08
Wind-1 | 4349 | 0.08
Wind-1 | 4350 | 0.08
Wind-1 | 4351 | 0.08
Wind-1 | 4352 | 0.08
Wind-1 | 4353 | 0.08
Wind-1 | 4354 | 0.08
Wind-1 | 4355 | 0.08
Wind-1 | 4356 | 0.08
Wind-1 | 4357 | 0.08
Wind-1 | 4358 | 0.08
Wind-1 | 4359 | 0.08
Wind-1 | 4360 | 0.08
Wind-1 | 4361 | 0.08
Wind-1 | 4362 | 0.08
Wind-1 | 4363 | 0.08
Wind-1 | 4364 | 0.08
Wind-1 | 4365 | 0.08
Wind-1 | 4366 | 0.08
Wind-1 | 4367 | 0.08
Wind-1 | 4368 | 0.08
Wind-1 | 4369 | 0.08
Wind-1 | 4370 | 0.08
Wind-1 | 4371 | 0.08
Wind-1 | 4372 | 0.08
Wind-1 | 4373 | 0.08
Wind-1 | 4374 | 0.08
Wind-1 | 4375 | 0.08
Wind-1 | 4376 | 0.08
Wind-1 | 4377 | 0.08
Wind-1 | 4378 | 0.08
Wind-1 | 4379 | 0.08
Wind-1 | 4380 | 0.08
Wind-1 | 4381 | 0.08
Wind-1 | 4382 | 0.08
Wind-1 | 4383 | 0.08
Wind-1 | 4384 | 0.08
Wind-1 | 4385 | 0.08
Wind-1 | 4386 | 0.08
Wind-1 | 4387 | 0.08
Wind-1 | 4388 | 0.08
Wind-1 | 4389 | 0.08
Wind-1 | 4390 | 0.08
Wind-1 | 4391 | 0.08
Wind-1 | 4392 | 0.08
Wind-1 | 4393 | 0.08
Wind-1 | 4394 | 0.08
Wind-1 | 4395 | 0.08
Wind-1 | 4396 | 0.08
Wind-1 | 4397 | 0.08
Wind-1 | 4398 | 0.08
Wind-1 | 4399 | 0.08
Wind-1 | 4400 | 0.08
Wind-1 | 4401 | 0.08
Wind-1 | 4402 | 0.08
Wind-1 | 4403 | 0.08
Wind-1 | 4404 | 0.08
Wind-1 | 4405 | 0.08
Wind-1 | 4406 | 0.08
Wind-1 | 4407 | 0.08
Wind-1 | 4408 | 0.08
Wind-1 | 4409 | 0.08
Wind-1 | 4410 | 0.08
Wind-1 | 4411 | 0.08
Wind-1 | 4412 | 0.08
Wind-1 | 4413 | 0.08
Wind-1 | 4414 | 0.08
Wind-1 | 4415 | 0.08
Wind-1 | 4416 | 0.08
Wind-1 | 4417 | 0.08
Wind-1 | 4418 | 0.08
Wind-1 | 4419 | 0.08
Wind-1 | 4420 | 0.08
Wind-1 | 4421 | 0.08
Wind-1 | 4422 | 0.08
Wind-1 | 4423 | 0.08
Wind-1 | 4424 | 0.08
Wind-1 | 4425 | 0.08
Wind-1 | 4426 | 0.08
Wind-1 | 4427 | 0.08
Wind-1 | 4428 | 0.08
Wind-1 | 4429 | 0.08
Wind-1 | 4430 | 0.08
Wind-1 | 4431 | 0.08
Wind-1 | 4432 | 0.08
Wind-1 | 4433 | 0.08
Wind-1 | 4434 | 0.08
Wind-1 | 4435 | 0.08
Wind-1 | 4436 | 0.08
Wind-1 | 4437 | 0.08
Wind-1 | 4438 | 0.08
Wind-1 | 4439 | 0.08
Wind-1 | 4440 | 0.08
Wind-1 | 4441 | 0.08
Wind-1 | 4442 | 0.08
Wind-1 | 4443 | 0.08
Wind-1 | 4444 | 0.08
Wind-1 | 4445 | 0.08
Wind-1 | 4446 | 0.08
Wind-1 | 4447 | 0.08
Wind-1 | 4448 | 0.08
Wind-1 | 4449 | 0.08
Wind-1 | 4450 | 0.08
Wind-1 | 4451 | 0.08
Wind-1 | 4452 | 0.08
Wind-1 | 4453 | 0.08
Wind-1 | 4454 | 0.08
Wind-1 | 4455 | 0.08
Wind-1 | 4456 | 0.08
Wind-1 | 4457 | 0.08
Wind-1 | 4458 | 0.08
Wind-1 | 4459 | 0.08
Wind-1 | 4460 | 0.08
Wind-1 | 4461 | 0.08
Wind-1 | 4462 | 0.08
Wind-1 | 4463 | 0.08
Wind-1 | 4464 | 0.08
Wind-1 | 4465 | 0.08
Wind-1 | 4466 | 0.08
Wind-1 | 4467 | 0.08
Wind-1 | 4468 | 0.08
Wind-1 | 4469 | 0.08
Wind-1 | 4470 | 0.08
Wind-1 | 4471 | 0.08
Wind-1 | 4472 | 0.08
Wind-1 | 4473 | 0.08
Wind-1 | 4474 | 0.08
Wind-1 | 4475 | 0.08
Wind-1 | 4476 | 0.08
Wind-1 | 4477 | 0.08
Wind-1 | 4478 | 0.08
Wind-1 | 4479 | 0.08
Wind-1 | 4480 | 0.08
Wind-1 | 4481 | 0.08
Wind-1 | 4482 | 0.08
Wind-1 | 4483 | 0.08
Wind-1 | 4484 | 0.08
Wind-1 | 4485 | 0.08
Wind-1 | 4486 | 0.08
Wind-1 | 4487 | 0.08
Wind-1 | 4488 | 0.08
Wind-1 | 4489 | 0.08
Wind-1 | 4490 | 0.08
Wind-1 | 4491 | 0.08
Wind-1 | 4492 | 0.08
Wind-1 | 4493 | 0.08
Wind-1 | 4494 | 0.08
Wind-1 | 4495 | 0.08
Wind-1 | 4496 | 0.08
Wind-1 | 4497 | 0.08
Wind-1 | 4498 | 0.08
Wind-1 | 4499 | 0.08
Wind-1 | 4500 | 0.08
Wind-1 | 4501 | 0.08
Wind-1 | 4502 | 0.08
Wind-1 | 4503 | 0.08
Wind-1 | 4504 | 0.08
Wind-1 | 4505 | 0.08
Wind-1 | 4506 | 0.08
Wind-1 | 4507 | 0.08
Wind-1 | 4508 | 0.08
Wind-1 | 4509 | 0.08
Wind-1 | 4510 | 0.08
Wind-1 | 4511 | 0.08
Wind-1 | 4512 | 0.08
Wind-1 | 4513 | 0.08
Wind-1 | 4514 | 0.08
Wind-1 | 4515 | 0.08
Wind-1 | 4516 | 0.08
Wind-1 | 4517 | 0.08
Wind-1 | 4518 | 0.08
Wind-1 | 4519 | 0.08
Wind-1 | 4520 | 0.08
Wind-1 | 4521 | 0.08
Wind-1 | 4522 | 0.08
Wind-1 | 4523 | 0.08
Wind-1 | 4524 | 0.08
Wind-1 | 4525 | 0.08
Wind-1 | 4526 | 0.08
Wind-1 | 4527 | 0.08
Wind-1 | 4528 | 0.08
Wind-1 | 4529 | 0.08
Wind-1 | 4530 | 0.08
Wind-1 | 4531 | 0.08
Wind-1 | 4532 | 0.08
Wind-1 | 4533 | 0.08
Wind-1 | 4534 | 0.08
Wind-1 | 4535 | 0.08
Wind-1 | 4536 | 0.08
Wind-1 | 4537 | 0.08
Wind-1 | 4538 | 0.08
Wind-1 | 4539 | 0.08
Wind-1 | 4540 | 0.08
Wind-1 | 4541 | 0.08
Wind-1 | 4542 | 0.08
Wind-1 | 4543 | 0.08
Wind-1 | 4544 | 0.08
Wind-1 | 4545 | 0.08
Wind-1 | 4546 | 0.08
Wind-1 | 4547 | 0.08
Wind-1 | 4548 | 0.08
Wind-1 | 4549 | 0.08
Wind-1 | 4550 | 0.08
Wind-1 | 4551 | 0.08
Wind-1 | 4552 | 0.08
Wind-1 | 4553 | 0.08
Wind-1 | 4554 | 0.08
Wind-1 | 4555 | 0.08
Wind-1 | 4556 | 0.08
Wind-1 | 4557 | 0.08
Wind-1 | 4558 | 0.08
Wind-1 | 4559 | 0.08
Wind-1 | 4560 | 0.08
Wind-1 | 4561 | 0.08
Wind-1 | 4562 | 0.08
Wind-1 | 4563 | 0.08
Wind-1 | 4564 | 0.08
Wind-1 | 4565 | 0.08
Wind-1 | 4566 | 0.08
Wind-1 | 4567 | 0.08
Wind-1 | 4568 | 0.08
Wind-1 | 4569 | 0.08
Wind-1 | 4570 | 0.08
Wind-1 | 4571 | 0.08
Wind-1 | 4572 | 0.08
Wind-1 | 4573 | 0.08
Wind-1 | 4574 | 0.08
Wind-1 | 4575 | 0.08
Wind-1 | 4576 | 0.08
Wind-1 | 4577 | 0.08
Wind-1 | 4578 | 0.08
Wind-1 | 4579 | 0.08
Wind-1 | 4580 | 0.08
Wind-1 | 4581 | 0.08
Wind-1 | 4582 | 0.08
Wind-1 | 4583 | 0.08
Wind-1 | 4584 | 0.08
Wind-1 | 4585 | 0.08
Wind-1 | 4586 | 0.08
Wind-1 | 4587 | 0.08
Wind-1 | 4588 | 0.08
Wind-1 | 4589 | 0.08
Wind-1 | 4590 | 0.08
Wind-1 | 4591 | 0.08
Wind-1 | 4592 | 0.08
Wind-1 | 4593 | 0.08
Wind-1 | 4594 | 0.08
Wind-1 | 4595 | 0.08
Wind-1 | 4596 | 0.08
Wind-1 | 4597 | 0.08
Wind-1 | 4598 | 0.08
Wind-1 | 4599 | 0.08
Wind-1 | 4600 | 0.08
Wind-1 | 4601 | 0.08
Wind-1 | 4602 | 0.08
Wind-1 | 4603 | 0.08
Wind-1 | 4604 | 0.08
Wind-1 | 4605 | 0.08
Wind-1 | 4606 | 0.08
Wind-1 | 4607 | 0.08
Wind-1 | 4608 | 0.08
Wind-1 | 4609 | 0.08
Wind-1 | 4610 | 0.08
Wind-1 | 4611 | 0.08
Wind-1 | 4612 | 0.08
Wind-1 | 4613 | 0.08
Wind-1 | 4614 | 0.08
Wind-1 | 4615 | 0.08
Wind-1 | 4616 | 0.08
Wind-1 | 4617 | 0.08
Wind-1 | 4618 | 0.08
Wind-1 | 4619 | 0.08
Wind-1 | 4620 | 0.08
Wind-1 | 4621 | 0.08
Wind-1 | 4622 | 0.08
Wind-1 | 4623 | 0.08
Wind-1 | 4624 | 0.08
Wind-1 | 4625 | 0.08
Wind-1 | 4626 | 0.08
Wind-1 | 4627 | 0.08
Wind-1 | 4628 | 0.08
Wind-1 | 4629 | 0.08
Wind-1 | 4630 | 0.08
Wind-1 | 4631 | 0.08
Wind-1 | 4632 | 0.08
Wind-1 | 4633 | 0.08
Wind-1 | 4634 | 0.08
Wind-1 | 4635 | 0.08
Wind-1 | 4636 | 0.08
Wind-1 | 4637 | 0.08
Wind-1 | 4638 | 0.08
Wind-1 | 4639 | 0.08
Wind-1 | 4640 | 0.08
Wind-1 | 4641 | 0.08
Wind-1 | 4642 | 0.08
Wind-1 | 4643 | 0.08
Wind-1 | 4644 | 0.08
Wind-1 | 4645 | 0.08
Wind-1 | 4646 | 0.08
Wind-1 | 4647 | 0.08
Wind-1 | 4648 | 0.08
Wind-1 | 4649 | 0.08
Wind-1 | 4650 | 0.08
Wind-1 | 4651 | 0.08
Wind-1 | 4652 | 0.08
Wind-1 | 4653 | 0.08
Wind-1 | 4654 | 0.08
Wind-1 | 4655 | 0.08
Wind-1 | 4656 | 0.08
Wind-1 | 4657 | 0.08
Wind-1 | 4658 | 0.08
Wind-1 | 4659 | 0.08
Wind-1 | 4660 | 0.08
Wind-1 | 4661 | 0.08
Wind-1 | 4662 | 0.08
Wind-1 | 4663 | 0.08
Wind-1 | 4664 | 0.08
Wind-1 | 4665 | 0.08
Wind-1 | 4666 | 0.08
Wind-1 | 4667 | 0.08
Wind-1 | 4668 | 0.08
Wind-1 | 4669 | 0.08
Wind-1 | 4670 | 0.08
Wind-1 | 4671 | 0.08
Wind-1 | 4672 | 0.08
Wind-1 | 4673 | 0.08
Wind-1 | 4674 | 0.08
Wind-1 | 4675 | 0.08
Wind-1 | 4676 | 0.08
Wind-1 | 4677 | 0.08
Wind-1 | 4678 | 0.08
Wind-1 | 4679 | 0.08
Wind-1 | 4680 | 0.08
Wind-1 | 4681 | 0.08
Wind-1 | 4682 | 0.08
Wind-1 | 4683 | 0.08
Wind-1 | 4684 | 0.08
Wind-1 | 4685 | 0.08
Wind-1 | 4686 | 0.08
Wind-1 | 4687 | 0.08
Wind-1 | 4688 | 0.08
Wind-1 | 4689 | 0.08
Wind-1 | 4690 | 0.08
Wind-1 | 4691 | 0.08
Wind-1 | 4692 | 0.08
Wind-1 | 4693 | 0.08
Wind-1 | 4694 | 0.08
Wind-1 | 4695 | 0.08
Wind-1 | 4696 | 0.08
Wind-1 | 4697 | 0.08
Wind-1 | 4698 | 0.08
Wind-1 | 4699 | 0.08
Wind-1 | 4700 | 0.08
Wind-1 | 4701 | 0.08
Wind-1 | 4702 | 0.08
Wind-1 | 4703 | 0.08
Wind-1 | 4704 | 0.08
Wind-1 | 4705 | 0.08
Wind-1 | 4706 | 0.08
Wind-1 | 4707 | 0.08
Wind-1 | 4708 | 0.08
Wind-1 | 4709 | 0.08
Wind-1 | 4710 | 0.08
Wind-1 | 4711 | 0.08
Wind-1 | 4712 | 0.08
Wind-1 | 4713 | 0.08
Wind-1 | 4714 | 0.08
Wind-1 | 4715 | 0.08
Wind-1 | 4716 | 0.08
Wind-1 | 4717 | 0.08
Wind-1 | 4718 | 0.08
Wind-1 | 4719 | 0.08
Wind-1 | 4720 | 0.08
Wind-1 | 4721 | 0.08
Wind-1 | 4722 | 0.08
Wind-1 | 4723 | 0.08
Wind-1 | 4724 | 0.08
Wind-1 | 4725 | 0.08
Wind-1 | 4726 | 0.08
Wind-1 | 4727 | 0.08
Wind-1 | 4728 | 0.08
Wind-1 | 4729 | 0.08
Wind-1 | 4730 | 0.08
Wind-1 | 4731 | 0.08
Wind-1 | 4732 | 0.08
Wind-1 | 4733 | 0.08
Wind-1 | 4734 | 0.08
Wind-1 | 4735 | 0.08
Wind-1 | 4736 | 0.08
Wind-1 | 4737 | 0.08
Wind-1 | 4738 | 0.08
Wind-1 | 4739 | 0.08
Wind-1 | 4740 | 0.08
Wind-1 | 4741 | 0.08
Wind-1 | 4742 | 0.08
Wind-1 | 4743 | 0.08
Wind-1 | 4744 | 0.08
Wind-1 | 4745 | 0.08
Wind-1 | 4746 | 0.08
Wind-1 | 4747 | 0.08
Wind-1 | 4748 | 0.08
Wind-1 | 4749 | 0.08
Wind-1 | 4750 | 0.08
Wind-1 | 4751 | 0.08
Wind-1 | 4752 | 0.08
Wind-1 | 4753 | 0.08
Wind-1 | 4754 | 0.08
Wind-1 | 4755 | 0.08
Wind-1 | 4756 | 0.08
Wind-1 | 4757 | 0.08
Wind-1 | 4758 | 0.08
Wind-1 | 4759 | 0.08
Wind-1 | 4760 | 0.08
Wind-1 | 4761 | 0.08
Wind-1 | 4762 | 0.08
Wind-1 | 4763 | 0.08
Wind-1 | 4764 | 0.08
Wind-1 | 4765 | 0.08
Wind-1 | 4766 | 0.08
Wind-1 | 4767 | 0.08
Wind-1 | 4768 | 0.08
Wind-1 | 4769 | 0.08
Wind-1 | 4770 | 0.08
Wind-1 | 4771 | 0.08
Wind-1 | 4772 | 0.08
Wind-1 | 4773 | 0.08
Wind-1 | 4774 | 0.08
Wind-1 | 4775 | 0.08
Wind-1 | 4776 | 0.08
Wind-1 | 4777 | 0.08
Wind-1 | 4778 | 0.08
Wind-1 | 4779 | 0.08
Wind-1 | 4780 | 0.08
Wind-1 | 4781 | 0.08
Wind-1 | 4782 | 0.08
Wind-1 | 4783 | 0.08
Wind-1 | 4784 | 0.08
Wind-1 | 4785 | 0.08
Wind-1 | 4786 | 0.08
Wind-1 | 4787 | 0.08
Wind-1 | 4788 | 0.08
Wind-1 | 4789 | 0.08
Wind-1 | 4790 | 0.08
Wind-1 | 4791 | 0.08
Wind-1 | 4792 | 0.08
Wind-1 | 4793 | 0.08
Wind-1 | 4794 | 0.08
Wind-1 | 4795 | 0.08
Wind-1 | 4796 | 0.08
Wind-1 | 4797 | 0.08
Wind-1 | 4798 | 0.08
Wind-1 | 4799 | 0.08
Wind-1 | 4800 | 0.08
Wind-1 | 4801 | 0.08
Wind-1 | 4802 | 0.08
Wind-1 | 4803 | 0.08
Wind-1 | 4804 | 0.08
Wind-1 | 4805 | 0.08
Wind-1 | 4806 | 0.08
Wind-1 | 4807 | 0.08
Wind-1 | 4808 | 0.08
Wind-1 | 4809 | 0.08
Wind-1 | 4810 | 0.08
Wind-1 | 4811 | 0.08
Wind-1 | 4812 | 0.08
Wind-1 | 4813 | 0.08
Wind-1 | 4814 | 0.08
Wind-1 | 4815 | 0.08
Wind-1 | 4816 | 0.08
Wind-1 | 4817 | 0.08
Wind-1 | 4818 | 0.08
Wind-1 | 4819 | 0.08
Wind-1 | 4820 | 0.08
Wind-1 | 4821 | 0.08
Wind-1 | 4822 | 0.08
Wind-1 | 4823 | 0.08
Wind-1 | 4824 | 0.08
Wind-1 | 4825 | 0.08
Wind-1 | 4826 | 0.08
Wind-1 | 4827 | 0.08
Wind-1 | 4828 | 0.08
Wind-1 | 4829 | 0.08
Wind-1 | 4830 | 0.08
Wind-1 | 4831 | 0.08
Wind-1 | 4832 | 0.08
Wind-1 | 4833 | 0.08
Wind-1 | 4834 | 0.08
Wind-1 | 4835 | 0.08
Wind-1 | 4836 | 0.08
Wind-1 | 4837 | 0.08
Wind-1 | 4838 | 0.08
Wind-1 | 4839 | 0.08
Wind-1 | 4840 | 0.08
Wind-1 | 4841 | 0.08
Wind-1 | 4842 | 0.08
Wind-1 | 4843 | 0.08
Wind-1 | 4844 | 0.08
Wind-1 | 4845 | 0.08
Wind-1 | 4846 | 0.08
Wind-1 | 4847 | 0.08
Wind-1 | 4848 | 0.08
Wind-1 | 4849 | 0.08
Wind-1 | 4850 | 0.08
Wind-1 | 4851 | 0.08
Wind-1 | 4852 | 0.08
Wind-1 | 4853 | 0.08
Wind-1 | 4854 | 0.08
Wind-1 | 4855 | 0.08
Wind-1 | 4856 | 0.08
Wind-1 | 4857 | 0.08
Wind-1 | 4858 | 0.08
Wind-1 | 4859 | 0.08
Wind-1 | 4860 | 0.08
Wind-1 | 4861 | 0.08
Wind-1 | 4862 | 0.08
Wind-1 | 4863 | 0.08
Wind-1 | 4864 | 0.08
Wind-1 | 4865 | 0.08
Wind-1 | 4866 | 0.08
Wind-1 | 4867 | 0.08
Wind-1 | 4868 | 0.08
Wind-1 | 4869 | 0.08
Wind-1 | 4870 | 0.08
Wind-1 | 4871 | 0.08
Wind-1 | 4872 | 0.08
Wind-1 | 4873 | 0.08
Wind-1 | 4874 | 0.08
Wind-1 | 4875 | 0.08
Wind-1 | 4876 | 0.08
Wind-1 | 4877 | 0.08
Wind-1 | 4878 | 0.08
Wind-1 | 4879 | 0.08
Wind-1 | 4880 | 0.08
Wind-1 | 4881 | 0.08
Wind-1 | 4882 | 0.08
Wind-1 | 4883 | 0.08
Wind-1 | 4884 | 0.08
Wind-1 | 4885 | 0.08
Wind-1 | 4886 | 0.08
Wind-1 | 4887 | 0.08
Wind-1 | 4888 | 0.08
Wind-1 | 4889 | 0.08
Wind-1 | 4890 | 0.08
Wind-1 | 4891 | 0.08
Wind-1 | 4892 | 0.08
Wind-1 | 4893 | 0.08
Wind-1 | 4894 | 0.08
Wind-1 | 4895 | 0.08
Wind-1 | 4896 | 0.08
Wind-1 | 4897 | 0.08
Wind-1 | 4898 | 0.08
Wind-1 | 4899 | 0.08
Wind-1 | 4900 | 0.08
Wind-1 | 4901 | 0.08
Wind-1 | 4902 | 0.08
Wind-1 | 4903 | 0.08
Wind-1 | 4904 | 0.08
Wind-1 | 4905 | 0.08
Wind-1 | 4906 | 0.08
Wind-1 | 4907 | 0.08
Wind-1 | 4908 | 0.08
Wind-1 | 4909 | 0.08
Wind-1 | 4910 | 0.08
Wind-1 | 4911 | 0.08
Wind-1 | 4912 | 0.08
Wind-1 | 4913 | 0.08
Wind-1 | 4914 | 0.08
Wind-1 | 4915 | 0.08
Wind-1 | 4916 | 0.08
Wind-1 | 4917 | 0.08
Wind-1 | 4918 | 0.08
Wind-1 | 4919 | 0.08
Wind-1 | 4920 | 0.08
Wind-1 | 4921 | 0.08
Wind-1 | 4922 | 0.08
Wind-1 | 4923 | 0.08
Wind-1 | 4924 | 0.08
Wind-1 | 4925 | 0.08
Wind-1 | 4926 | 0.08
Wind-1 | 4927 | 0.08
Wind-1 | 4928 | 0.08
Wind-1 | 4929 | 0.08
Wind-1 | 4930 | 0.08
Wind-1 | 4931 | 0.08
Wind-1 | 4932 | 0.08
Wind-1 | 4933 | 0.08
Wind-1 | 4934 | 0.08
Wind-1 | 4935 | 0.08
Wind-1 | 4936 | 0.08
Wind-1 | 4937 | 0.08
Wind-1 | 4938 | 0.08
Wind-1 | 4939 | 0.08
Wind-1 | 4940 | 0.08
Wind-1 | 4941 | 0.08
Wind-1 | 4942 | 0.08
Wind-1 | 4943 | 0.08
Wind-1 | 4944 | 0.08
Wind-1 | 4945 | 0.08
Wind-1 | 4946 | 0.08
Wind-1 | 4947 | 0.08
Wind-1 | 4948 | 0.08
Wind-1 | 4949 | 0.08
Wind-1 | 4950 | 0.08
Wind-1 | 4951 | 0.08
Wind-1 | 4952 | 0.08
Wind-1 | 4953 | 0.08
Wind-1 | 4954 | 0.08
Wind-1 | 4955 | 0.08
Wind-1 | 4956 | 0.08
Wind-1 | 4957 | 0.08
Wind-1 | 4958 | 0.08
Wind-1 | 4959 | 0.08
Wind-1 | 4960 | 0.08
Wind-1 | 4961 | 0.08
Wind-1 | 4962 | 0.08
Wind-1 | 4963 | 0.08
Wind-1 | 4964 | 0.08
Wind-1 | 4965 | 0.08
Wind-1 | 4966 | 0.08
Wind-1 | 4967 | 0.08
Wind-1 | 4968 | 0.08
Wind-1 | 4969 | 0.08
Wind-1 | 4970 | 0.08
Wind-1 | 4971 | 0.08
Wind-1 | 4972 | 0.08
Wind-1 | 4973 | 0.08
Wind-1 | 4974 | 0.08
Wind-1 | 4975 | 0.08
Wind-1 | 4976 | 0.08
Wind-1 | 4977 | 0.08
Wind-1 | 4978 | 0.08
Wind-1 | 4979 | 0.08
Wind-1 | 4980 | 0.08
Wind-1 | 4981 | 0.08
Wind-1 | 4982 | 0.08
Wind-1 | 4983 | 0.08
Wind-1 | 4984 | 0.08
Wind-1 | 4985 | 0.08
Wind-1 | 4986 | 0.08
Wind-1 | 4987 | 0.08
Wind-1 | 4988 | 0.08
Wind-1 | 4989 | 0.08
Wind-1 | 4990 | 0.08
Wind-1 | 4991 | 0.08
Wind-1 | 4992 | 0.08
Wind-1 | 4993 | 0.08
Wind-1 | 4994 | 0.08
Wind-1 | 4995 | 0.08
Wind-1 | 4996 | 0.08
Wind-1 | 4997 | 0.08
Wind-1 | 4998 | 0.08
Wind-1 | 4999 | 0.08
Wind-1 | 5000 | 0.08
Wind-1 | 5001 | 0.08
Wind-1 | 5002 | 0.08
Wind-1 | 5003 | 0.08
Wind-1 | 5004 | 0.08
Wind-1 | 5005 | 0.08
Wind-1 | 5006 | 0.08
Wind-1 | 5007 | 0.08
Wind-1 | 5008 | 0.08
Wind-1 | 5009 | 0.08
Wind-1 | 5010 | 0.08
Wind-1 | 5011 | 0.08
Wind-1 | 5012 | 0.08
Wind-1 | 5013 | 0.08
Wind-1 | 5014 | 0.08
Wind-1 | 5015 | 0.08
Wind-1 | 5016 | 0.08
Wind-1 | 5017 | 0.08
Wind-1 | 5018 | 0.08
Wind-1 | 5019 | 0.08
Wind-1 | 5020 | 0.08
Wind-1 | 5021 | 0.08
Wind-1 | 5022 | 0.08
Wind-1 | 5023 | 0.08
Wind-1 | 5024 | 0.08
Wind-1 | 5025 | 0.08
Wind-1 | 5026 | 0.08
Wind-1 | 5027 | 0.08
Wind-1 | 5028 | 0.08
Wind-1 | 5029 | 0.08
Wind-1 | 5030 | 0.08
Wind-1 | 5031 | 0.08
Wind-1 | 5032 | 0.08
Wind-1 | 5033 | 0.08
Wind-1 | 5034 | 0.08
Wind-1 | 5035 | 0.08
Wind-1 | 5036 | 0.08
Wind-1 | 5037 | 0.08
Wind-1 | 5038 | 0.08
Wind-1 | 5039 | 0.08
Wind-1 | 5040 | 0.08
Wind-1 | 5041 | 0.08
Wind-1 | 5042 | 0.08
Wind-1 | 5043 | 0.08
Wind-1 | 5044 | 0.08
Wind-1 | 5045 | 0.08
Wind-1 | 5046 | 0.08
Wind-1 | 5047 | 0.08
Wind-1 | 5048 | 0.08
Wind-1 | 5049 | 0.08
Wind-1 | 5050 | 0.08
Wind-1 | 5051 | 0.08
Wind-1 | 5052 | 0.08
Wind-1 | 5053 | 0.08
Wind-1 | 5054 | 0.08
Wind-1 | 5055 | 0.08
Wind-1 | 5056 | 0.08
Wind-1 | 5057 | 0.08
Wind-1 | 5058 | 0.08
Wind-1 | 5059 | 0.08
Wind-1 | 5060 | 0.08
Wind-1 | 5061 | 0.08
Wind-1 | 5062 | 0.08
Wind-1 | 5063 | 0.08
Wind-1 | 5064 | 0.08
Wind-1 | 5065 | 0.08
Wind-1 | 5066 | 0.08
Wind-1 | 5067 | 0.08
Wind-1 | 5068 | 0.08
Wind-1 | 5069 | 0.08
Wind-1 | 5070 | 0.08
Wind-1 | 5071 | 0.08
Wind-1 | 5072 | 0.08
Wind-1 | 5073 | 0.08
Wind-1 | 5074 | 0.08
Wind-1 | 5075 | 0.08
Wind-1 | 5076 | 0.08
Wind-1 | 5077 | 0.08
Wind-1 | 5078 | 0.08
Wind-1 | 5079 | 0.08
Wind-1 | 5080 | 0.08
Wind-1 | 5081 | 0.08
Wind-1 | 5082 | 0.08
Wind-1 | 5083 | 0.08
Wind-1 | 5084 | 0.08
Wind-1 | 5085 | 0.08
Wind-1 | 5086 | 0.08
Wind-1 | 5087 | 0.08
Wind-1 | 5088 | 0.08
Wind-1 | 5089 | 0.08
Wind-1 | 5090 | 0.08
Wind-1 | 5091 | 0.08
Wind-1 | 5092 | 0.08
Wind-1 | 5093 | 0.08
Wind-1 | 5094 | 0.08
Wind-1 | 5095 | 0.08
Wind-1 | 5096 | 0.08
Wind-1 | 5097 | 0.08
Wind-1 | 5098 | 0.08
Wind-1 | 5099 | 0.08
Wind-1 | 5100 | 0.08
Wind-1 | 5101 | 0.08
Wind-1 | 5102 | 0.08
Wind-1 | 5103 | 0.08
Wind-1 | 5104 | 0.08
Wind-1 | 5105 | 0.08
Wind-1 | 5106 | 0.08
Wind-1 | 5107 | 0.08
Wind-1 | 5108 | 0.08
Wind-1 | 5109 | 0.08
Wind-1 | 5110 | 0.08
Wind-1 | 5111 | 0.08
Wind-1 | 5112 | 0.08
Wind-1 | 5113 | 0.08
Wind-1 | 5114 | 0.08
Wind-1 | 5115 | 0.08
Wind-1 | 5116 | 0.08
Wind-1 | 5117 | 0.08
Wind-1 | 5118 | 0.08
Wind-1 | 5119 | 0.08
Wind-1 | 5120 | 0.08
Wind-1 | 5121 | 0.08
Wind-1 | 5122 | 0.08
Wind-1 | 5123 | 0.08
Wind-1 | 5124 | 0.08
Wind-1 | 5125 | 0.08
Wind-1 | 5126 | 0.08
Wind-1 | 5127 | 0.08
Wind-1 | 5128 | 0.08
Wind-1 | 5129 | 0.08
Wind-1 | 5130 | 0.08
Wind-1 | 5131 | 0.08
Wind-1 | 5132 | 0.08
Wind-1 | 5133 | 0.08
Wind-1 | 5134 | 0.08
Wind-1 | 5135 | 0.08
Wind-1 | 5136 | 0.08
Wind-1 | 5137 | 0.08
Wind-1 | 5138 | 0.08
Wind-1 | 5139 | 0.08
Wind-1 | 5140 | 0.08
Wind-1 | 5141 | 0.08
Wind-1 | 5142 | 0.08
Wind-1 | 5143 | 0.08
Wind-1 | 5144 | 0.08
Wind-1 | 5145 | 0.08
Wind-1 | 5146 | 0.08
Wind-1 | 5147 | 0.08
Wind-1 | 5148 | 0.08
Wind-1 | 5149 | 0.08
Wind-1 | 5150 | 0.08
Wind-1 | 5151 | 0.08
Wind-1 | 5152 | 0.08
Wind-1 | 5153 | 0.08
Wind-1 | 5154 | 0.08
Wind-1 | 5155 | 0.08
Wind-1 | 5156 | 0.08
Wind-1 | 5157 | 0.08
Wind-1 | 5158 | 0.08
Wind-1 | 5159 | 0.08
Wind-1 | 5160 | 0.08
Wind-1 | 5161 | 0.08
Wind-1 | 5162 | 0.08
Wind-1 | 5163 | 0.08
Wind-1 | 5164 | 0.08
Wind-1 | 5165 | 0.08
Wind-1 | 5166 | 0.08
Wind-1 | 5167 | 0.08
Wind-1 | 5168 | 0.08
Wind-1 | 5169 | 0.08
Wind-1 | 5170 | 0.08
Wind-1 | 5171 | 0.08
Wind-1 | 5172 | 0.08
Wind-1 | 5173 | 0.08
Wind-1 | 5174 | 0.08
Wind-1 | 5175 | 0.08
Wind-1 | 5176 | 0.08
Wind-1 | 5177 | 0.08
Wind-1 | 5178 | 0.08
Wind-1 | 5179 | 0.08
Wind-1 | 5180 | 0.08
Wind-1 | 5181 | 0.08
Wind-1 | 5182 | 0.08
Wind-1 | 5183 | 0.08
Wind-1 | 5184 | 0.08
Wind-1 | 5185 | 0.08
Wind-1 | 5186 | 0.08
Wind-1 | 5187 | 0.08
Wind-1 | 5188 | 0.08
Wind-1 | 5189 | 0.08
Wind-1 | 5190 | 0.08
Wind-1 | 5191 | 0.08
Wind-1 | 5192 | 0.08
Wind-1 | 5193 | 0.08
Wind-1 | 5194 | 0.08
Wind-1 | 5195 | 0.08
Wind-1 | 5196 | 0.08
Wind-1 | 5197 | 0.08
Wind-1 | 5198 | 0.08
Wind-1 | 5199 | 0.08
Wind-1 | 5200 | 0.08
Wind-1 | 5201 | 0.08
Wind-1 | 5202 | 0.08
Wind-1 | 5203 | 0.08
Wind-1 | 5204 | 0.08
Wind-1 | 5205 | 0.08
Wind-1 | 5206 | 0.08
Wind-1 | 5207 | 0.08
Wind-1 | 5208 | 0.08
Wind-1 | 5209 | 0.08
Wind-1 | 5210 | 0.08
Wind-1 | 5211 | 0.08
Wind-1 | 5212 | 0.08
Wind-1 | 5213 | 0.08
Wind-1 | 5214 | 0.08
Wind-1 | 5215 | 0.08
Wind-1 | 5216 | 0.08
Wind-1 | 5217 | 0.08
Wind-1 | 5218 | 0.08
Wind-1 | 5219 | 0.08
Wind-1 | 5220 | 0.08
Wind-1 | 5221 | 0.08
Wind-1 | 5222 | 0.08
Wind-1 | 5223 | 0.08
Wind-1 | 5224 | 0.08
Wind-1 | 5225 | 0.08
Wind-1 | 5226 | 0.08
Wind-1 | 5227 | 0.08
Wind-1 | 5228 | 0.08
Wind-1 | 5229 | 0.08
Wind-1 | 5230 | 0.08
Wind-1 | 5231 | 0.08
Wind-1 | 5232 | 0.08
Wind-1 | 5233 | 0.08
Wind-1 | 5234 | 0.08
Wind-1 | 5235 | 0.08
Wind-1 | 5236 | 0.08
Wind-1 | 5237 | 0.08
Wind-1 | 5238 | 0.08
Wind-1 | 5239 | 0.08
Wind-1 | 5240 | 0.08
Wind-1 | 5241 | 0.08
Wind-1 | 5242 | 0.08
Wind-1 | 5243 | 0.08
Wind-1 | 5244 | 0.08
Wind-1 | 5245 | 0.08
Wind-1 | 5246 | 0.08
Wind-1 | 5247 | 0.08
Wind-1 | 5248 | 0.08
Wind-1 | 5249 | 0.08
Wind-1 | 5250 | 0.08
Wind-1 | 5251 | 0.08
Wind-1 | 5252 | 0.08
Wind-1 | 5253 | 0.08
Wind-1 | 5254 | 0.08
Wind-1 | 5255 | 0.08
Wind-1 | 5256 | 0.08
Wind-1 | 5257 | 0.08
Wind-1 | 5258 | 0.08
Wind-1 | 5259 | 0.08
Wind-1 | 5260 | 0.08
Wind-1 | 5261 | 0.08
Wind-1 | 5262 | 0.08
Wind-1 | 5263 | 0.08
Wind-1 | 5264 | 0.08
Wind-1 | 5265 | 0.08
Wind-1 | 5266 | 0.08
Wind-1 | 5267 | 0.08
Wind-1 | 5268 | 0.08
Wind-1 | 5269 | 0.08
Wind-1 | 5270 | 0.08
Wind-1 | 5271 | 0.08
Wind-1 | 5272 | 0.08
Wind-1 | 5273 | 0.08
Wind-1 | 5274 | 0.08
Wind-1 | 5275 | 0.08
Wind-1 | 5276 | 0.08
Wind-1 | 5277 | 0.08
Wind-1 | 5278 | 0.08
Wind-1 | 5279 | 0.08
Wind-1 | 5280 | 0.08
Wind-1 | 5281 | 0.08
Wind-1 | 5282 | 0.08
Wind-1 | 5283 | 0.08
Wind-1 | 5284 | 0.08
Wind-1 | 5285 | 0.08
Wind-1 | 5286 | 0.08
Wind-1 | 5287 | 0.08
Wind-1 | 5288 | 0.08
Wind-1 | 5289 | 0.08
Wind-1 | 5290 | 0.08
Wind-1 | 5291 | 0.08
Wind-1 | 5292 | 0.08
Wind-1 | 5293 | 0.08
Wind-1 | 5294 | 0.08
Wind-1 | 5295 | 0.08
Wind-1 | 5296 | 0.08
Wind-1 | 5297 | 0.08
Wind-1 | 5298 | 0.08
Wind-1 | 5299 | 0.08
Wind-1 | 5300 | 0.08
Wind-1 | 5301 | 0.08
Wind-1 | 5302 | 0.08
Wind-1 | 5303 | 0.08
Wind-1 | 5304 | 0.08
Wind-1 | 5305 | 0.08
Wind-1 | 5306 | 0.08
Wind-1 | 5307 | 0.08
Wind-1 | 5308 | 0.08
Wind-1 | 5309 | 0.08
Wind-1 | 5310 | 0.08
Wind-1 | 5311 | 0.08
Wind-1 | 5312 | 0.08
Wind-1 | 5313 | 0.08
Wind-1 | 5314 | 0.08
Wind-1 | 5315 | 0.08
Wind-1 | 5316 | 0.08
Wind-1 | 5317 | 0.08
Wind-1 | 5318 | 0.08
Wind-1 | 5319 | 0.08
Wind-1 | 5320 | 0.08
Wind-1 | 5321 | 0.08
Wind-1 | 5322 | 0.08
Wind-1 | 5323 | 0.08
Wind-1 | 5324 | 0.08
Wind-1 | 5325 | 0.08
Wind-1 | 5326 | 0.08
Wind-1 | 5327 | 0.08
Wind-1 | 5328 | 0.08
Wind-1 | 5329 | 0.08
Wind-1 | 5330 | 0.08
Wind-1 | 5331 | 0.08
Wind-1 | 5332 | 0.08
Wind-1 | 5333 | 0.08
Wind-1 | 5334 | 0.08
Wind-1 | 5335 | 0.08
Wind-1 | 5336 | 0.08
Wind-1 | 5337 | 0.08
Wind-1 | 5338 | 0.08
Wind-1 | 5339 | 0.08
Wind-1 | 5340 | 0.08
Wind-1 | 5341 | 0.08
Wind-1 | 5342 | 0.08
Wind-1 | 5343 | 0.08
Wind-1 | 5344 | 0.08
Wind-1 | 5345 | 0.08
Wind-1 | 5346 | 0.08
Wind-1 | 5347 | 0.08
Wind-1 | 5348 | 0.08
Wind-1 | 5349 | 0.08
Wind-1 | 5350 | 0.08
Wind-1 | 5351 | 0.08
Wind-1 | 5352 | 0.08
Wind-1 | 5353 | 0.08
Wind-1 | 5354 | 0.08
Wind-1 | 5355 | 0.08
Wind-1 | 5356 | 0.08
Wind-1 | 5357 | 0.08
Wind-1 | 5358 | 0.08
Wind-1 | 5359 | 0.08
Wind-1 | 5360 | 0.08
Wind-1 | 5361 | 0.08
Wind-1 | 5362 | 0.08
Wind-1 | 5363 | 0.08
Wind-1 | 5364 | 0.08
Wind-1 | 5365 | 0.08
Wind-1 | 5366 | 0.08
Wind-1 | 5367 | 0.08
Wind-1 | 5368 | 0.08
Wind-1 | 5369 | 0.08
Wind-1 | 5370 | 0.08
Wind-1 | 5371 | 0.08
Wind-1 | 5372 | 0.08
Wind-1 | 5373 | 0.08
Wind-1 | 5374 | 0.08
Wind-1 | 5375 | 0.08
Wind-1 | 5376 | 0.08
Wind-1 | 5377 | 0.08
Wind-1 | 5378 | 0.08
Wind-1 | 5379 | 0.08
Wind-1 | 5380 | 0.08
Wind-1 | 5381 | 0.08
Wind-1 | 5382 | 0.08
Wind-1 | 5383 | 0.08
Wind-1 | 5384 | 0.08
Wind-1 | 5385 | 0.08
Wind-1 | 5386 | 0.08
Wind-1 | 5387 | 0.08
Wind-1 | 5388 | 0.08
Wind-1 | 5389 | 0.08
Wind-1 | 5390 | 0.08
Wind-1 | 5391 | 0.08
Wind-1 | 5392 | 0.08
Wind-1 | 5393 | 0.08
Wind-1 | 5394 | 0.08
Wind-1 | 5395 | 0.08
Wind-1 | 5396 | 0.08
Wind-1 | 5397 | 0.08
Wind-1 | 5398 | 0.08
Wind-1 | 5399 | 0.08
Wind-1 | 5400 | 0.08
Wind-1 | 5401 | 0.08
Wind-1 | 5402 | 0.08
Wind-1 | 5403 | 0.08
Wind-1 | 5404 | 0.08
Wind-1 | 5405 | 0.08
Wind-1 | 5406 | 0.08
Wind-1 | 5407 | 0.08
Wind-1 | 5408 | 0.08
Wind-1 | 5409 | 0.08
Wind-1 | 5410 | 0.08
Wind-1 | 5411 | 0.08
Wind-1 | 5412 | 0.08
Wind-1 | 5413 | 0.08
Wind-1 | 5414 | 0.08
Wind-1 | 5415 | 0.08
Wind-1 | 5416 | 0.08
Wind-1 | 5417 | 0.08
Wind-1 | 5418 | 0.08
Wind-1 | 5419 | 0.08
Wind-1 | 5420 | 0.08
Wind-1 | 5421 | 0.08
Wind-1 | 5422 | 0.08
Wind-1 | 5423 | 0.08
Wind-1 | 5424 | 0.08
Wind-1 | 5425 | 0.08
Wind-1 | 5426 | 0.08
Wind-1 | 5427 | 0.08
Wind-1 | 5428 | 0.08
Wind-1 | 5429 | 0.08
Wind-1 | 5430 | 0.08
Wind-1 | 5431 | 0.08
Wind-1 | 5432 | 0.08
Wind-1 | 5433 | 0.08
Wind-1 | 5434 | 0.08
Wind-1 | 5435 | 0.08
Wind-1 | 5436 | 0.08
Wind-1 | 5437 | 0.08
Wind-1 | 5438 | 0.08
Wind-1 | 5439 | 0.08
Wind-1 | 5440 | 0.08
Wind-1 | 5441 | 0.08
Wind-1 | 5442 | 0.08
Wind-1 | 5443 | 0.08
Wind-1 | 5444 | 0.08
Wind-1 | 5445 | 0.08
Wind-1 | 5446 | 0.08
Wind-1 | 5447 | 0.08
Wind-1 | 5448 | 0.08
Wind-1 | 5449 | 0.08
Wind-1 | 5450 | 0.08
Wind-1 | 5451 | 0.08
Wind-1 | 5452 | 0.08
Wind-1 | 5453 | 0.08
Wind-1 | 5454 | 0.08
Wind-1 | 5455 | 0.08
Wind-1 | 5456 | 0.08
Wind-1 | 5457 | 0.08
Wind-1 | 5458 | 0.08
Wind-1 | 5459 | 0.08
Wind-1 | 5460 | 0.08
Wind-1 | 5461 | 0.08
Wind-1 | 5462 | 0.08
Wind-1 | 5463 | 0.08
Wind-1 | 5464 | 0.08
Wind-1 | 5465 | 0.08
Wind-1 | 5466 | 0.08
Wind-1 | 5467 | 0.08
Wind-1 | 5468 | 0.08
Wind-1 | 5469 | 0.08
Wind-1 | 5470 | 0.08
Wind-1 | 5471 | 0.08
Wind-1 | 5472 | 0.08
Wind-1 | 5473 | 0.08
Wind-1 | 5474 | 0.08
Wind-1 | 5475 | 0.08
Wind-1 | 5476 | 0.08
Wind-1 | 5477 | 0.08
Wind-1 | 5478 | 0.08
Wind-1 | 5479 | 0.08
Wind-1 | 5480 | 0.08
Wind-1 | 5481 | 0.08
Wind-1 | 5482 | 0.08
Wind-1 | 5483 | 0.08
Wind-1 | 5484 | 0.08
Wind-1 | 5485 | 0.08
Wind-1 | 5486 | 0.08
Wind-1 | 5487 | 0.08
Wind-1 | 5488 | 0.08
Wind-1 | 5489 | 0.08
Wind-1 | 5490 | 0.08
Wind-1 | 5491 | 0.08
Wind-1 | 5492 | 0.08
Wind-1 | 5493 | 0.08
Wind-1 | 5494 | 0.08
Wind-1 | 5495 | 0.08
Wind-1 | 5496 | 0.08
Wind-1 | 5497 | 0.08
Wind-1 | 5498 | 0.08
Wind-1 | 5499 | 0.08
Wind-1 | 5500 | 0.08
Wind-1 | 5501 | 0.08
Wind-1 | 5502 | 0.08
Wind-1 | 5503 | 0.08
Wind-1 | 5504 | 0.08
Wind-1 | 5505 | 0.08
Wind-1 | 5506 | 0.08
Wind-1 | 5507 | 0.08
Wind-1 | 5508 | 0.08
Wind-1 | 5509 | 0.08
Wind-1 | 5510 | 0.08
Wind-1 | 5511 | 0.08
Wind-1 | 5512 | 0.08
Wind-1 | 5513 | 0.08
Wind-1 | 5514 | 0.08
Wind-1 | 5515 | 0.08
Wind-1 | 5516 | 0.08
Wind-1 | 5517 | 0.08
Wind-1 | 5518 | 0.08
Wind-1 | 5519 | 0.08
Wind-1 | 5520 | 0.08
Wind-1 | 5521 | 0.08
Wind-1 | 5522 | 0.08
Wind-1 | 5523 | 0.08
Wind-1 | 5524 | 0.08
Wind-1 | 5525 | 0.08
Wind-1 | 5526 | 0.08
Wind-1 | 5527 | 0.08
Wind-1 | 5528 | 0.08
Wind-1 | 5529 | 0.08
Wind-1 | 5530 | 0.08
Wind-1 | 5531 | 0.08
Wind-1 | 5532 | 0.08
Wind-1 | 5533 | 0.08
Wind-1 | 5534 | 0.08
Wind-1 | 5535 | 0.08
Wind-1 | 5536 | 0.08
Wind-1 | 5537 | 0.08
Wind-1 | 5538 | 0.08
Wind-1 | 5539 | 0.08
Wind-1 | 5540 | 0.08
Wind-1 | 5541 | 0.08
Wind-1 | 5542 | 0.08
Wind-1 | 5543 | 0.08
Wind-1 | 5544 | 0.08
Wind-1 | 5545 | 0.08
Wind-1 | 5546 | 0.08
Wind-1 | 5547 | 0.08
Wind-1 | 5548 | 0.08
Wind-1 | 5549 | 0.08
Wind-1 | 5550 | 0.08
Wind-1 | 5551 | 0.08
Wind-1 | 5552 | 0.08
Wind-1 | 5553 | 0.08
Wind-1 | 5554 | 0.08
Wind-1 | 5555 | 0.08
Wind-1 | 5556 | 0.08
Wind-1 | 5557 | 0.08
Wind-1 | 5558 | 0.08
Wind-1 | 5559 | 0.08
Wind-1 | 5560 | 0.08
Wind-1 | 5561 | 0.08
Wind-1 | 5562 | 0.08
Wind-1 | 5563 | 0.08
Wind-1 | 5564 | 0.08
Wind-1 | 5565 | 0.08
Wind-1 | 5566 | 0.08
Wind-1 | 5567 | 0.08
Wind-1 | 5568 | 0.08
Wind-1 | 5569 | 0.08
Wind-1 | 5570 | 0.08
Wind-1 | 5571 | 0.08
Wind-1 | 5572 | 0.08
Wind-1 | 5573 | 0.08
Wind-1 | 5574 | 0.08
Wind-1 | 5575 | 0.08
Wind-1 | 5576 | 0.08
Wind-1 | 5577 | 0.08
Wind-1 | 5578 | 0.08
Wind-1 | 5579 | 0.08
Wind-1 | 5580 | 0.08
Wind-1 | 5581 | 0.08
Wind-1 | 5582 | 0.08
Wind-1 | 5583 | 0.08
Wind-1 | 5584 | 0.08
Wind-1 | 5585 | 0.08
Wind-1 | 5586 | 0.08
Wind-1 | 5587 | 0.08
Wind-1 | 5588 | 0.08
Wind-1 | 5589 | 0.08
Wind-1 | 5590 | 0.08
Wind-1 | 5591 | 0.08
Wind-1 | 5592 | 0.08
Wind-1 | 5593 | 0.08
Wind-1 | 5594 | 0.08
Wind-1 | 5595 | 0.08
Wind-1 | 5596 | 0.08
Wind-1 | 5597 | 0.08
Wind-1 | 5598 | 0.08
Wind-1 | 5599 | 0.08
Wind-1 | 5600 | 0.08
Wind-1 | 5601 | 0.08
Wind-1 | 5602 | 0.08
Wind-1 | 5603 | 0.08
Wind-1 | 5604 | 0.08
Wind-1 | 5605 | 0.08
Wind-1 | 5606 | 0.08
Wind-1 | 5607 | 0.08
Wind-1 | 5608 | 0.08
Wind-1 | 5609 | 0.08
Wind-1 | 5610 | 0.08
Wind-1 | 5611 | 0.08
Wind-1 | 5612 | 0.08
Wind-1 | 5613 | 0.08
Wind-1 | 5614 | 0.08
Wind-1 | 5615 | 0.08
Wind-1 | 5616 | 0.08
Wind-1 | 5617 | 0.08
Wind-1 | 5618 | 0.08
Wind-1 | 5619 | 0.08
Wind-1 | 5620 | 0.08
Wind-1 | 5621 | 0.08
Wind-1 | 5622 | 0.08
Wind-1 | 5623 | 0.08
Wind-1 | 5624 | 0.08
Wind-1 | 5625 | 0.08
Wind-1 | 5626 | 0.08
Wind-1 | 5627 | 0.08
Wind-1 | 5628 | 0.08
Wind-1 | 5629 | 0.08
Wind-1 | 5630 | 0.08
Wind-1 | 5631 | 0.08
Wind-1 | 5632 | 0.08
Wind-1 | 5633 | 0.08
Wind-1 | 5634 | 0.08
Wind-1 | 5635 | 0.08
Wind-1 | 5636 | 0.08
Wind-1 | 5637 | 0.08
Wind-1 | 5638 | 0.08
Wind-1 | 5639 | 0.08
Wind-1 | 5640 | 0.08
Wind-1 | 5641 | 0.08
Wind-1 | 5642 | 0.08
Wind-1 | 5643 | 0.08
Wind-1 | 5644 | 0.08
Wind-1 | 5645 | 0.08
Wind-1 | 5646 | 0.08
Wind-1 | 5647 | 0.08
Wind-1 | 5648 | 0.08
Wind-1 | 5649 | 0.08
Wind-1 | 5650 | 0.08
Wind-1 | 5651 | 0.08
Wind-1 | 5652 | 0.08
Wind-1 | 5653 | 0.08
Wind-1 | 5654 | 0.08
Wind-1 | 5655 | 0.08
Wind-1 | 5656 | 0.08
Wind-1 | 5657 | 0.08
Wind-1 | 5658 | 0.08
Wind-1 | 5659 | 0.08
Wind-1 | 5660 | 0.08
Wind-1 | 5661 | 0.08
Wind-1 | 5662 | 0.08
Wind-1 | 5663 | 0.08
Wind-1 | 5664 | 0.08
Wind-1 | 5665 | 0.08
Wind-1 | 5666 | 0.08
Wind-1 | 5667 | 0.08
Wind-1 | 5668 | 0.08
Wind-1 | 5669 | 0.08
Wind-1 | 5670 | 0.08
Wind-1 | 5671 | 0.08
Wind-1 | 5672 | 0.08
Wind-1 | 5673 | 0.08
Wind-1 | 5674 | 0.08
Wind-1 | 5675 | 0.08
Wind-1 | 5676 | 0.08
Wind-1 | 5677 | 0.08
Wind-1 | 5678 | 0.08
Wind-1 | 5679 | 0.08
Wind-1 | 5680 | 0.08
Wind-1 | 5681 | 0.08
Wind-1 | 5682 | 0.08
Wind-1 | 5683 | 0.08
Wind-1 | 5684 | 0.08
Wind-1 | 5685 | 0.08
Wind-1 | 5686 | 0.08
Wind-1 | 5687 | 0.08
Wind-1 | 5688 | 0.08
Wind-1 | 5689 | 0.08
Wind-1 | 5690 | 0.08
Wind-1 | 5691 | 0.08
Wind-1 | 5692 | 0.08
Wind-1 | 5693 | 0.08
Wind-1 | 5694 | 0.08
Wind-1 | 5695 | 0.08
Wind-1 | 5696 | 0.08
Wind-1 | 5697 | 0.08
Wind-1 | 5698 | 0.08
Wind-1 | 5699 | 0.08
Wind-1 | 5700 | 0.08
Wind-1 | 5701 | 0.08
Wind-1 | 5702 | 0.08
Wind-1 | 5703 | 0.08
Wind-1 | 5704 | 0.08
Wind-1 | 5705 | 0.08
Wind-1 | 5706 | 0.08
Wind-1 | 5707 | 0.08
Wind-1 | 5708 | 0.08
Wind-1 | 5709 | 0.08
Wind-1 | 5710 | 0.08
Wind-1 | 5711 | 0.08
Wind-1 | 5712 | 0.08
Wind-1 | 5713 | 0.08
Wind-1 | 5714 | 0.08
Wind-1 | 5715 | 0.08
Wind-1 | 5716 | 0.08
Wind-1 | 5717 | 0.08
Wind-1 | 5718 | 0.08
Wind-1 | 5719 | 0.08
Wind-1 | 5720 | 0.08
Wind-1 | 5721 | 0.08
Wind-1 | 5722 | 0.08
Wind-1 | 5723 | 0.08
Wind-1 | 5724 | 0.08
Wind-1 | 5725 | 0.08
Wind-1 | 5726 | 0.08
Wind-1 | 5727 | 0.08
Wind-1 | 5728 | 0.08
Wind-1 | 5729 | 0.08
Wind-1 | 5730 | 0.08
Wind-1 | 5731 | 0.08
Wind-1 | 5732 | 0.08
Wind-1 | 5733 | 0.08
Wind-1 | 5734 | 0.08
Wind-1 | 5735 | 0.08
Wind-1 | 5736 | 0.08
Wind-1 | 5737 | 0.08
Wind-1 | 5738 | 0.08
Wind-1 | 5739 | 0.08
Wind-1 | 5740 | 0.08
Wind-1 | 5741 | 0.08
Wind-1 | 5742 | 0.08
Wind-1 | 5743 | 0.08
Wind-1 | 5744 | 0.08
Wind-1 | 5745 | 0.08
Wind-1 | 5746 | 0.08
Wind-1 | 5747 | 0.08
Wind-1 | 5748 | 0.08
Wind-1 | 5749 | 0.08
Wind-1 | 5750 | 0.08
Wind-1 | 5751 | 0.08
Wind-1 | 5752 | 0.08
Wind-1 | 5753 | 0.08
Wind-1 | 5754 | 0.08
Wind-1 | 5755 | 0.08
Wind-1 | 5756 | 0.08
Wind-1 | 5757 | 0.08
Wind-1 | 5758 | 0.08
Wind-1 | 5759 | 0.08
Wind-1 | 5760 | 0.08
Wind-1 | 5761 | 0.08
Wind-1 | 5762 | 0.08
Wind-1 | 5763 | 0.08
Wind-1 | 5764 | 0.08
Wind-1 | 5765 | 0.08
Wind-1 | 5766 | 0.08
Wind-1 | 5767 | 0.08
Wind-1 | 5768 | 0.08
Wind-1 | 5769 | 0.08
Wind-1 | 5770 | 0.08
Wind-1 | 5771 | 0.08
Wind-1 | 5772 | 0.08
Wind-1 | 5773 | 0.08
Wind-1 | 5774 | 0.08
Wind-1 | 5775 | 0.08
Wind-1 | 5776 | 0.08
Wind-1 | 5777 | 0.08
Wind-1 | 5778 | 0.08
Wind-1 | 5779 | 0.08
Wind-1 | 5780 | 0.08
Wind-1 | 5781 | 0.08
Wind-1 | 5782 | 0.08
Wind-1 | 5783 | 0.08
Wind-1 | 5784 | 0.08
Wind-1 | 5785 | 0.08
Wind-1 | 5786 | 0.08
Wind-1 | 5787 | 0.08
Wind-1 | 5788 | 0.08
Wind-1 | 5789 | 0.08
Wind-1 | 5790 | 0.08
Wind-1 | 5791 | 0.08
Wind-1 | 5792 | 0.08
Wind-1 | 5793 | 0.08
Wind-1 | 5794 | 0.08
Wind-1 | 5795 | 0.08
Wind-1 | 5796 | 0.08
Wind-1 | 5797 | 0.08
Wind-1 | 5798 | 0.08
Wind-1 | 5799 | 0.08
Wind-1 | 5800 | 0.08
Wind-1 | 5801 | 0.08
Wind-1 | 5802 | 0.08
Wind-1 | 5803 | 0.08
Wind-1 | 5804 | 0.08
Wind-1 | 5805 | 0.08
Wind-1 | 5806 | 0.08
Wind-1 | 5807 | 0.08
Wind-1 | 5808 | 0.08
Wind-1 | 5809 | 0.08
Wind-1 | 5810 | 0.08
Wind-1 | 5811 | 0.08
Wind-1 | 5812 | 0.08
Wind-1 | 5813 | 0.08
Wind-1 | 5814 | 0.08
Wind-1 | 5815 | 0.08
Wind-1 | 5816 | 0.08
Wind-1 | 5817 | 0.08
Wind-1 | 5818 | 0.08
Wind-1 | 5819 | 0.08
Wind-1 | 5820 | 0.08
Wind-1 | 5821 | 0.08
Wind-1 | 5822 | 0.08
Wind-1 | 5823 | 0.08
Wind-1 | 5824 | 0.08
Wind-1 | 5825 | 0.08
Wind-1 | 5826 | 0.08
Wind-1 | 5827 | 0.08
Wind-1 | 5828 | 0.08
Wind-1 | 5829 | 0.08
Wind-1 | 5830 | 0.08
Wind-1 | 5831 | 0.08
Wind-1 | 5832 | 0.08
Wind-1 | 5833 | 0.08
Wind-1 | 5834 | 0.08
Wind-1 | 5835 | 0.08
Wind-1 | 5836 | 0.08
Wind-1 | 5837 | 0.08
Wind-1 | 5838 | 0.08
Wind-1 | 5839 | 0.08
Wind-1 | 5840 | 0.08
Wind-1 | 5841 | 0.08
Wind-1 | 5842 | 0.08
Wind-1 | 5843 | 0.08
Wind-1 | 5844 | 0.08
Wind-1 | 5845 | 0.08
Wind-1 | 5846 | 0.08
Wind-1 | 5847 | 0.08
Wind-1 | 5848 | 0.08
Wind-1 | 5849 | 0.08
Wind-1 | 5850 | 0.08
Wind-1 | 5851 | 0.08
Wind-1 | 5852 | 0.08
Wind-1 | 5853 | 0.08
Wind-1 | 5854 | 0.08
Wind-1 | 5855 | 0.08
Wind-1 | 5856 | 0.08
Wind-1 | 5857 | 0.08
Wind-1 | 5858 | 0.08
Wind-1 | 5859 | 0.08
Wind-1 | 5860 | 0.08
Wind-1 | 5861 | 0.08
Wind-1 | 5862 | 0.08
Wind-1 | 5863 | 0.08
Wind-1 | 5864 | 0.08
Wind-1 | 5865 | 0.08
Wind-1 | 5866 | 0.08
Wind-1 | 5867 | 0.08
Wind-1 | 5868 | 0.08
Wind-1 | 5869 | 0.08
Wind-1 | 5870 | 0.08
Wind-1 | 5871 | 0.08
Wind-1 | 5872 | 0.08
Wind-1 | 5873 | 0.08
Wind-1 | 5874 | 0.08
Wind-1 | 5875 | 0.08
Wind-1 | 5876 | 0.08
Wind-1 | 5877 | 0.08
Wind-1 | 5878 | 0.08
Wind-1 | 5879 | 0.08
Wind-1 | 5880 | 0.08
Wind-1 | 5881 | 0.08
Wind-1 | 5882 | 0.08
Wind-1 | 5883 | 0.08
Wind-1 | 5884 | 0.08
Wind-1 | 5885 | 0.08
Wind-1 | 5886 | 0.08
Wind-1 | 5887 | 0.08
Wind-1 | 5888 | 0.08
Wind-1 | 5889 | 0.08
Wind-1 | 5890 | 0.08
Wind-1 | 5891 | 0.08
Wind-1 | 5892 | 0.08
Wind-1 | 5893 | 0.08
Wind-1 | 5894 | 0.08
Wind-1 | 5895 | 0.08
Wind-1 | 5896 | 0.08
Wind-1 | 5897 | 0.08
Wind-1 | 5898 | 0.08
Wind-1 | 5899 | 0.08
Wind-1 | 5900 | 0.08
Wind-1 | 5901 | 0.08
Wind-1 | 5902 | 0.08
Wind-1 | 5903 | 0.08
Wind-1 | 5904 | 0.08
Wind-1 | 5905 | 0.08
Wind-1 | 5906 | 0.08
Wind-1 | 5907 | 0.08
Wind-1 | 5908 | 0.08
Wind-1 | 5909 | 0.08
Wind-1 | 5910 | 0.08
Wind-1 | 5911 | 0.08
Wind-1 | 5912 | 0.08
Wind-1 | 5913 | 0.08
Wind-1 | 5914 | 0.08
Wind-1 | 5915 | 0.08
Wind-1 | 5916 | 0.08
Wind-1 | 5917 | 0.08
Wind-1 | 5918 | 0.08
Wind-1 | 5919 | 0.08
Wind-1 | 5920 | 0.08
Wind-1 | 5921 | 0.08
Wind-1 | 5922 | 0.08
Wind-1 | 5923 | 0.08
Wind-1 | 5924 | 0.08
Wind-1 | 5925 | 0.08
Wind-1 | 5926 | 0.08
Wind-1 | 5927 | 0.08
Wind-1 | 5928 | 0.08
Wind-1 | 5929 | 0.08
Wind-1 | 5930 | 0.08
Wind-1 | 5931 | 0.08
Wind-1 | 5932 | 0.08
Wind-1 | 5933 | 0.08
Wind-1 | 5934 | 0.08
Wind-1 | 5935 | 0.08
Wind-1 | 5936 | 0.08
Wind-1 | 5937 | 0.08
Wind-1 | 5938 | 0.08
Wind-1 | 5939 | 0.08
Wind-1 | 5940 | 0.08
Wind-1 | 5941 | 0.08
Wind-1 | 5942 | 0.08
Wind-1 | 5943 | 0.08
Wind-1 | 5944 | 0.08
Wind-1 | 5945 | 0.08
Wind-1 | 5946 | 0.08
Wind-1 | 5947 | 0.08
Wind-1 | 5948 | 0.08
Wind-1 | 5949 | 0.08
Wind-1 | 5950 | 0.08
Wind-1 | 5951 | 0.08
Wind-1 | 5952 | 0.08
Wind-1 | 5953 | 0.08
Wind-1 | 5954 | 0.08
Wind-1 | 5955 | 0.08
Wind-1 | 5956 | 0.08
Wind-1 | 5957 | 0.08
Wind-1 | 5958 | 0.08
Wind-1 | 5959 | 0.08
Wind-1 | 5960 | 0.08
Wind-1 | 5961 | 0.08
Wind-1 | 5962 | 0.08
Wind-1 | 5963 | 0.08
Wind-1 | 5964 | 0.08
Wind-1 | 5965 | 0.08
Wind-1 | 5966 | 0.08
Wind-1 | 5967 | 0.08
Wind-1 | 5968 | 0.08
Wind-1 | 5969 | 0.08
Wind-1 | 5970 | 0.08
Wind-1 | 5971 | 0.08
Wind-1 | 5972 | 0.08
Wind-1 | 5973 | 0.08
Wind-1 | 5974 | 0.08
Wind-1 | 5975 | 0.08
Wind-1 | 5976 | 0.08
Wind-1 | 5977 | 0.08
Wind-1 | 5978 | 0.08
Wind-1 | 5979 | 0.08
Wind-1 | 5980 | 0.08
Wind-1 | 5981 | 0.08
Wind-1 | 5982 | 0.08
Wind-1 | 5983 | 0.08
Wind-1 | 5984 | 0.08
Wind-1 | 5985 | 0.08
Wind-1 | 5986 | 0.08
Wind-1 | 5987 | 0.08
Wind-1 | 5988 | 0.08
Wind-1 | 5989 | 0.08
Wind-1 | 5990 | 0.08
Wind-1 | 5991 | 0.08
Wind-1 | 5992 | 0.08
Wind-1 | 5993 | 0.08
Wind-1 | 5994 | 0.08
Wind-1 | 5995 | 0.08
Wind-1 | 5996 | 0.08
Wind-1 | 5997 | 0.08
Wind-1 | 5998 | 0.08
Wind-1 | 5999 | 0.08
Wind-1 | 6000 | 0.08
Wind-1 | 6001 | 0.08
Wind-1 | 6002 | 0.08
Wind-1 | 6003 | 0.08
Wind-1 | 6004 | 0.08
Wind-1 | 6005 | 0.08
Wind-1 | 6006 | 0.08
Wind-1 | 6007 | 0.08
Wind-1 | 6008 | 0.08
Wind-1 | 6009 | 0.08
Wind-1 | 6010 | 0.08
Wind-1 | 6011 | 0.08
Wind-1 | 6012 | 0.08
Wind-1 | 6013 | 0.08
Wind-1 | 6014 | 0.08
Wind-1 | 6015 | 0.08
Wind-1 | 6016 | 0.08
Wind-1 | 6017 | 0.08
Wind-1 | 6018 | 0.08
Wind-1 | 6019 | 0.08
Wind-1 | 6020 | 0.08
Wind-1 | 6021 | 0.08
Wind-1 | 6022 | 0.08
Wind-1 | 6023 | 0.08
Wind-1 | 6024 | 0.08
Wind-1 | 6025 | 0.08
Wind-1 | 6026 | 0.08
Wind-1 | 6027 | 0.08
Wind-1 | 6028 | 0.08
Wind-1 | 6029 | 0.08
Wind-1 | 6030 | 0.08
Wind-1 | 6031 | 0.08
Wind-1 | 6032 | 0.08
Wind-1 | 6033 | 0.08
Wind-1 | 6034 | 0.08
Wind-1 | 6035 | 0.08
Wind-1 | 6036 | 0.08
Wind-1 | 6037 | 0.08
Wind-1 | 6038 | 0.08
Wind-1 | 6039 | 0.08
Wind-1 | 6040 | 0.08
Wind-1 | 6041 | 0.08
Wind-1 | 6042 | 0.08
Wind-1 | 6043 | 0.08
Wind-1 | 6044 | 0.08
Wind-1 | 6045 | 0.08
Wind-1 | 6046 | 0.08
Wind-1 | 6047 | 0.08
Wind-1 | 6048 | 0.08
Wind-1 | 6049 | 0.08
Wind-1 | 6050 | 0.08
Wind-1 | 6051 | 0.08
Wind-1 | 6052 | 0.08
Wind-1 | 6053 | 0.08
Wind-1 | 6054 | 0.08
Wind-1 | 6055 | 0.08
Wind-1 | 6056 | 0.08
Wind-1 | 6057 | 0.08
Wind-1 | 6058 | 0.08
Wind-1 | 6059 | 0.08
Wind-1 | 6060 | 0.08
Wind-1 | 6061 | 0.08
Wind-1 | 6062 | 0.08
Wind-1 | 6063 | 0.08
Wind-1 | 6064 | 0.08
Wind-1 | 6065 | 0.08
Wind-1 | 6066 | 0.08
Wind-1 | 6067 | 0.08
Wind-1 | 6068 | 0.08
Wind-1 | 6069 | 0.08
Wind-1 | 6070 | 0.08
Wind-1 | 6071 | 0.08
Wind-1 | 6072 | 0.08
Wind-1 | 6073 | 0.08
Wind-1 | 6074 | 0.08
Wind-1 | 6075 | 0.08
Wind-1 | 6076 | 0.08
Wind-1 | 6077 | 0.08
Wind-1 | 6078 | 0.08
Wind-1 | 6079 | 0.08
Wind-1 | 6080 | 0.08
Wind-1 | 6081 | 0.08
Wind-1 | 6082 | 0.08
Wind-1 | 6083 | 0.08
Wind-1 | 6084 | 0.08
Wind-1 | 6085 | 0.08
Wind-1 | 6086 | 0.08
Wind-1 | 6087 | 0.08
Wind-1 | 6088 | 0.08
Wind-1 | 6089 | 0.08
Wind-1 | 6090 | 0.08
Wind-1 | 6091 | 0.08
Wind-1 | 6092 | 0.08
Wind-1 | 6093 | 0.08
Wind-1 | 6094 | 0.08
Wind-1 | 6095 | 0.08
Wind-1 | 6096 | 0.08
Wind-1 | 6097 | 0.08
Wind-1 | 6098 | 0.08
Wind-1 | 6099 | 0.08
Wind-1 | 6100 | 0.08
Wind-1 | 6101 | 0.08
Wind-1 | 6102 | 0.08
Wind-1 | 6103 | 0.08
Wind-1 | 6104 | 0.08
Wind-1 | 6105 | 0.08
Wind-1 | 6106 | 0.08
Wind-1 | 6107 | 0.08
Wind-1 | 6108 | 0.08
Wind-1 | 6109 | 0.08
Wind-1 | 6110 | 0.08
Wind-1 | 6111 | 0.08
Wind-1 | 6112 | 0.08
Wind-1 | 6113 | 0.08
Wind-1 | 6114 | 0.08
Wind-1 | 6115 | 0.08
Wind-1 | 6116 | 0.08
Wind-1 | 6117 | 0.08
Wind-1 | 6118 | 0.08
Wind-1 | 6119 | 0.08
Wind-1 | 6120 | 0.08
Wind-1 | 6121 | 0.08
Wind-1 | 6122 | 0.08
Wind-1 | 6123 | 0.08
Wind-1 | 6124 | 0.08
Wind-1 | 6125 | 0.08
Wind-1 | 6126 | 0.08
Wind-1 | 6127 | 0.08
Wind-1 | 6128 | 0.08
Wind-1 | 6129 | 0.08
Wind-1 | 6130 | 0.08
Wind-1 | 6131 | 0.08
Wind-1 | 6132 | 0.08
Wind-1 | 6133 | 0.08
Wind-1 | 6134 | 0.08
Wind-1 | 6135 | 0.08
Wind-1 | 6136 | 0.08
Wind-1 | 6137 | 0.08
Wind-1 | 6138 | 0.08
Wind-1 | 6139 | 0.08
Wind-1 | 6140 | 0.08
Wind-1 | 6141 | 0.08
Wind-1 | 6142 | 0.08
Wind-1 | 6143 | 0.08
Wind-1 | 6144 | 0.08
Wind-1 | 6145 | 0.08
Wind-1 | 6146 | 0.08
Wind-1 | 6147 | 0.08
Wind-1 | 6148 | 0.08
Wind-1 | 6149 | 0.08
Wind-1 | 6150 | 0.08
Wind-1 | 6151 | 0.08
Wind-1 | 6152 | 0.08
Wind-1 | 6153 | 0.08
Wind-1 | 6154 | 0.08
Wind-1 | 6155 | 0.08
Wind-1 | 6156 | 0.08
Wind-1 | 6157 | 0.08
Wind-1 | 6158 | 0.08
Wind-1 | 6159 | 0.08
Wind-1 | 6160 | 0.08
Wind-1 | 6161 | 0.08
Wind-1 | 6162 | 0.08
Wind-1 | 6163 | 0.08
Wind-1 | 6164 | 0.08
Wind-1 | 6165 | 0.08
Wind-1 | 6166 | 0.08
Wind-1 | 6167 | 0.08
Wind-1 | 6168 | 0.08
Wind-1 | 6169 | 0.08
Wind-1 | 6170 | 0.08
Wind-1 | 6171 | 0.08
Wind-1 | 6172 | 0.08
Wind-1 | 6173 | 0.08
Wind-1 | 6174 | 0.08
Wind-1 | 6175 | 0.08
Wind-1 | 6176 | 0.08
Wind-1 | 6177 | 0.08
Wind-1 | 6178 | 0.08
Wind-1 | 6179 | 0.08
Wind-1 | 6180 | 0.08
Wind-1 | 6181 | 0.08
Wind-1 | 6182 | 0.08
Wind-1 | 6183 | 0.08
Wind-1 | 6184 | 0.08
Wind-1 | 6185 | 0.08
Wind-1 | 6186 | 0.08
Wind-1 | 6187 | 0.08
Wind-1 | 6188 | 0.08
Wind-1 | 6189 | 0.08
Wind-1 | 6190 | 0.08
Wind-1 | 6191 | 0.08
Wind-1 | 6192 | 0.08
Wind-1 | 6193 | 0.08
Wind-1 | 6194 | 0.08
Wind-1 | 6195 | 0.08
Wind-1 | 6196 | 0.08
Wind-1 | 6197 | 0.08
Wind-1 | 6198 | 0.08
Wind-1 | 6199 | 0.08
Wind-1 | 6200 | 0.08
Wind-1 | 6201 | 0.08
Wind-1 | 6202 | 0.08
Wind-1 | 6203 | 0.08
Wind-1 | 6204 | 0.08
Wind-1 | 6205 | 0.08
Wind-1 | 6206 | 0.08
Wind-1 | 6207 | 0.08
Wind-1 | 6208 | 0.08
Wind-1 | 6209 | 0.08
Wind-1 | 6210 | 0.08
Wind-1 | 6211 | 0.08
Wind-1 | 6212 | 0.08
Wind-1 | 6213 | 0.08
Wind-1 | 6214 | 0.08
Wind-1 | 6215 | 0.08
Wind-1 | 6216 | 0.08
Wind-1 | 6217 | 0.08
Wind-1 | 6218 | 0.08
Wind-1 | 6219 | 0.08
Wind-1 | 6220 | 0.08
Wind-1 | 6221 | 0.08
Wind-1 | 6222 | 0.08
Wind-1 | 6223 | 0.08
Wind-1 | 6224 | 0.08
Wind-1 | 6225 | 0.08
Wind-1 | 6226 | 0.08
Wind-1 | 6227 | 0.08
Wind-1 | 6228 | 0.08
Wind-1 | 6229 | 0.08
Wind-1 | 6230 | 0.08
Wind-1 | 6231 | 0.08
Wind-1 | 6232 | 0.08
Wind-1 | 6233 | 0.08
Wind-1 | 6234 | 0.08
Wind-1 | 6235 | 0.08
Wind-1 | 6236 | 0.08
Wind-1 | 6237 | 0.08
Wind-1 | 6238 | 0.08
Wind-1 | 6239 | 0.08
Wind-1 | 6240 | 0.08
Wind-1 | 6241 | 0.08
Wind-1 | 6242 | 0.08
Wind-1 | 6243 | 0.08
Wind-1 | 6244 | 0.08
Wind-1 | 6245 | 0.08
Wind-1 | 6246 | 0.08
Wind-1 | 6247 | 0.08
Wind-1 | 6248 | 0.08
Wind-1 | 6249 | 0.08
Wind-1 | 6250 | 0.08
Wind-1 | 6251 | 0.08
Wind-1 | 6252 | 0.08
Wind-1 | 6253 | 0.08
Wind-1 | 6254 | 0.08
Wind-1 | 6255 | 0.08
Wind-1 | 6256 | 0.08
Wind-1 | 6257 | 0.08
Wind-1 | 6258 | 0.08
Wind-1 | 6259 | 0.08
Wind-1 | 6260 | 0.08
Wind-1 | 6261 | 0.08
Wind-1 | 6262 | 0.08
Wind-1 | 6263 | 0.08
Wind-1 | 6264 | 0.08
Wind-1 | 6265 | 0.08
Wind-1 | 6266 | 0.08
Wind-1 | 6267 | 0.08
Wind-1 | 6268 | 0.08
Wind-1 | 6269 | 0.08
Wind-1 | 6270 | 0.08
Wind-1 | 6271 | 0.08
Wind-1 | 6272 | 0.08
Wind-1 | 6273 | 0.08
Wind-1 | 6274 | 0.08
Wind-1 | 6275 | 0.08
Wind-1 | 6276 | 0.08
Wind-1 | 6277 | 0.08
Wind-1 | 6278 | 0.08
Wind-1 | 6279 | 0.08
Wind-1 | 6280 | 0.08
Wind-1 | 6281 | 0.08
Wind-1 | 6282 | 0.08
Wind-1 | 6283 | 0.08
Wind-1 | 6284 | 0.08
Wind-1 | 6285 | 0.08
Wind-1 | 6286 | 0.08
Wind-1 | 6287 | 0.08
Wind-1 | 6288 | 0.08
Wind-1 | 6289 | 0.08
Wind-1 | 6290 | 0.08
Wind-1 | 6291 | 0.08
Wind-1 | 6292 | 0.08
Wind-1 | 6293 | 0.08
Wind-1 | 6294 | 0.08
Wind-1 | 6295 | 0.08
Wind-1 | 6296 | 0.08
Wind-1 | 6297 | 0.08
Wind-1 | 6298 | 0.08
Wind-1 | 6299 | 0.08
Wind-1 | 6300 | 0.08
Wind-1 | 6301 | 0.08
Wind-1 | 6302 | 0.08
Wind-1 | 6303 | 0.08
Wind-1 | 6304 | 0.08
Wind-1 | 6305 | 0.08
Wind-1 | 6306 | 0.08
Wind-1 | 6307 | 0.08
Wind-1 | 6308 | 0.08
Wind-1 | 6309 | 0.08
Wind-1 | 6310 | 0.08
Wind-1 | 6311 | 0.08
Wind-1 | 6312 | 0.08
Wind-1 | 6313 | 0.08
Wind-1 | 6314 | 0.08
Wind-1 | 6315 | 0.08
Wind-1 | 6316 | 0.08
Wind-1 | 6317 | 0.08
Wind-1 | 6318 | 0.08
Wind-1 | 6319 | 0.08
Wind-1 | 6320 | 0.08
Wind-1 | 6321 | 0.08
Wind-1 | 6322 | 0.08
Wind-1 | 6323 | 0.08
Wind-1 | 6324 | 0.08
Wind-1 | 6325 | 0.08
Wind-1 | 6326 | 0.08
Wind-1 | 6327 | 0.08
Wind-1 | 6328 | 0.08
Wind-1 | 6329 | 0.08
Wind-1 | 6330 | 0.08
Wind-1 | 6331 | 0.08
Wind-1 | 6332 | 0.08
Wind-1 | 6333 | 0.08
Wind-1 | 6334 | 0.08
Wind-1 | 6335 | 0.08
Wind-1 | 6336 | 0.08
Wind-1 | 6337 | 0.08
Wind-1 | 6338 | 0.08
Wind-1 | 6339 | 0.08
Wind-1 | 6340 | 0.08
Wind-1 | 6341 | 0.08
Wind-1 | 6342 | 0.08
Wind-1 | 6343 | 0.08
Wind-1 | 6344 | 0.08
Wind-1 | 6345 | 0.08
Wind-1 | 6346 | 0.08
Wind-1 | 6347 | 0.08
Wind-1 | 6348 | 0.08
Wind-1 | 6349 | 0.08
Wind-1 | 6350 | 0.08
Wind-1 | 6351 | 0.08
Wind-1 | 6352 | 0.08
Wind-1 | 6353 | 0.08
Wind-1 | 6354 | 0.08
Wind-1 | 6355 | 0.08
Wind-1 | 6356 | 0.08
Wind-1 | 6357 | 0.08
Wind-1 | 6358 | 0.08
Wind-1 | 6359 | 0.08
Wind-1 | 6360 | 0.08
Wind-1 | 6361 | 0.08
Wind-1 | 6362 | 0.08
Wind-1 | 6363 | 0.08
Wind-1 | 6364 | 0.08
Wind-1 | 6365 | 0.08
Wind-1 | 6366 | 0.08
Wind-1 | 6367 | 0.08
Wind-1 | 6368 | 0.08
Wind-1 | 6369 | 0.08
Wind-1 | 6370 | 0.08
Wind-1 | 6371 | 0.08
Wind-1 | 6372 | 0.08
Wind-1 | 6373 | 0.08
Wind-1 | 6374 | 0.08
Wind-1 | 6375 | 0.08
Wind-1 | 6376 | 0.08
Wind-1 | 6377 | 0.08
Wind-1 | 6378 | 0.08
Wind-1 | 6379 | 0.08
Wind-1 | 6380 | 0.08
Wind-1 | 6381 | 0.08
Wind-1 | 6382 | 0.08
Wind-1 | 6383 | 0.08
Wind-1 | 6384 | 0.08
Wind-1 | 6385 | 0.08
Wind-1 | 6386 | 0.08
Wind-1 | 6387 | 0.08
Wind-1 | 6388 | 0.08
Wind-1 | 6389 | 0.08
Wind-1 | 6390 | 0.08
Wind-1 | 6391 | 0.08
Wind-1 | 6392 | 0.08
Wind-1 | 6393 | 0.08
Wind-1 | 6394 | 0.08
Wind-1 | 6395 | 0.08
Wind-1 | 6396 | 0.08
Wind-1 | 6397 | 0.08
Wind-1 | 6398 | 0.08
Wind-1 | 6399 | 0.08
Wind-1 | 6400 | 0.08
Wind-1 | 6401 | 0.08
Wind-1 | 6402 | 0.08
Wind-1 | 6403 | 0.08
Wind-1 | 6404 | 0.08
Wind-1 | 6405 | 0.08
Wind-1 | 6406 | 0.08
Wind-1 | 6407 | 0.08
Wind-1 | 6408 | 0.08
Wind-1 | 6409 | 0.08
Wind-1 | 6410 | 0.08
Wind-1 | 6411 | 0.08
Wind-1 | 6412 | 0.08
Wind-1 | 6413 | 0.08
Wind-1 | 6414 | 0.08
Wind-1 | 6415 | 0.08
Wind-1 | 6416 | 0.08
Wind-1 | 6417 | 0.08
Wind-1 | 6418 | 0.08
Wind-1 | 6419 | 0.08
Wind-1 | 6420 | 0.08
Wind-1 | 6421 | 0.08
Wind-1 | 6422 | 0.08
Wind-1 | 6423 | 0.08
Wind-1 | 6424 | 0.08
Wind-1 | 6425 | 0.08
Wind-1 | 6426 | 0.08
Wind-1 | 6427 | 0.08
Wind-1 | 6428 | 0.08
Wind-1 | 6429 | 0.08
Wind-1 | 6430 | 0.08
Wind-1 | 6431 | 0.08
Wind-1 | 6432 | 0.08
Wind-1 | 6433 | 0.08
Wind-1 | 6434 | 0.08
Wind-1 | 6435 | 0.08
Wind-1 | 6436 | 0.08
Wind-1 | 6437 | 0.08
Wind-1 | 6438 | 0.08
Wind-1 | 6439 | 0.08
Wind-1 | 6440 | 0.08
Wind-1 | 6441 | 0.08
Wind-1 | 6442 | 0.08
Wind-1 | 6443 | 0.08
Wind-1 | 6444 | 0.08
Wind-1 | 6445 | 0.08
Wind-1 | 6446 | 0.08
Wind-1 | 6447 | 0.08
Wind-1 | 6448 | 0.08
Wind-1 | 6449 | 0.08
Wind-1 | 6450 | 0.08
Wind-1 | 6451 | 0.08
Wind-1 | 6452 | 0.08
Wind-1 | 6453 | 0.08
Wind-1 | 6454 | 0.08
Wind-1 | 6455 | 0.08
Wind-1 | 6456 | 0.08
Wind-1 | 6457 | 0.08
Wind-1 | 6458 | 0.08
Wind-1 | 6459 | 0.08
Wind-1 | 6460 | 0.08
Wind-1 | 6461 | 0.08
Wind-1 | 6462 | 0.08
Wind-1 | 6463 | 0.08
Wind-1 | 6464 | 0.08
Wind-1 | 6465 | 0.08
Wind-1 | 6466 | 0.08
Wind-1 | 6467 | 0.08
Wind-1 | 6468 | 0.08
Wind-1 | 6469 | 0.08
Wind-1 | 6470 | 0.08
Wind-1 | 6471 | 0.08
Wind-1 | 6472 | 0.08
Wind-1 | 6473 | 0.08
Wind-1 | 6474 | 0.08
Wind-1 | 6475 | 0.08
Wind-1 | 6476 | 0.08
Wind-1 | 6477 | 0.08
Wind-1 | 6478 | 0.08
Wind-1 | 6479 | 0.08
Wind-1 | 6480 | 0.08
Wind-1 | 6481 | 0.08
Wind-1 | 6482 | 0.08
Wind-1 | 6483 | 0.08
Wind-1 | 6484 | 0.08
Wind-1 | 6485 | 0.08
Wind-1 | 6486 | 0.08
Wind-1 | 6487 | 0.08
Wind-1 | 6488 | 0.08
Wind-1 | 6489 | 0.08
Wind-1 | 6490 | 0.08
Wind-1 | 6491 | 0.08
Wind-1 | 6492 | 0.08
Wind-1 | 6493 | 0.08
Wind-1 | 6494 | 0.08
Wind-1 | 6495 | 0.08
Wind-1 | 6496 | 0.08
Wind-1 | 6497 | 0.08
Wind-1 | 6498 | 0.08
Wind-1 | 6499 | 0.08
Wind-1 | 6500 | 0.08
Wind-1 | 6501 | 0.08
Wind-1 | 6502 | 0.08
Wind-1 | 6503 | 0.08
Wind-1 | 6504 | 0.08
Wind-1 | 6505 | 0.08
Wind-1 | 6506 | 0.08
Wind-1 | 6507 | 0.08
Wind-1 | 6508 | 0.08
Wind-1 | 6509 | 0.08
Wind-1 | 6510 | 0.08
Wind-1 | 6511 | 0.08
Wind-1 | 6512 | 0.08
Wind-1 | 6513 | 0.08
Wind-1 | 6514 | 0.08
Wind-1 | 6515 | 0.08
Wind-1 | 6516 | 0.08
Wind-1 | 6517 | 0.08
Wind-1 | 6518 | 0.08
Wind-1 | 6519 | 0.08
Wind-1 | 6520 | 0.08
Wind-1 | 6521 | 0.08
Wind-1 | 6522 | 0.08
Wind-1 | 6523 | 0.08
Wind-1 | 6524 | 0.08
Wind-1 | 6525 | 0.08
Wind-1 | 6526 | 0.08
Wind-1 | 6527 | 0.08
Wind-1 | 6528 | 0.08
Wind-1 | 6529 | 0.08
Wind-1 | 6530 | 0.08
Wind-1 | 6531 | 0.08
Wind-1 | 6532 | 0.08
Wind-1 | 6533 | 0.08
Wind-1 | 6534 | 0.08
Wind-1 | 6535 | 0.08
Wind-1 | 6536 | 0.08
Wind-1 | 6537 | 0.08
Wind-1 | 6538 | 0.08
Wind-1 | 6539 | 0.08
Wind-1 | 6540 | 0.08
Wind-1 | 6541 | 0.08
Wind-1 | 6542 | 0.08
Wind-1 | 6543 | 0.08
Wind-1 | 6544 | 0.08
Wind-1 | 6545 | 0.08
Wind-1 | 6546 | 0.08
Wind-1 | 6547 | 0.08
Wind-1 | 6548 | 0.08
Wind-1 | 6549 | 0.08
Wind-1 | 6550 | 0.08
Wind-1 | 6551 | 0.08
Wind-1 | 6552 | 0.08
Wind-1 | 6553 | 0.08
Wind-1 | 6554 | 0.08
Wind-1 | 6555 | 0.08
Wind-1 | 6556 | 0.08
Wind-1 | 6557 | 0.08
Wind-1 | 6558 | 0.08
Wind-1 | 6559 | 0.08
Wind-1 | 6560 | 0.08
Wind-1 | 6561 | 0.08
Wind-1 | 6562 | 0.08
Wind-1 | 6563 | 0.08
Wind-1 | 6564 | 0.08
Wind-1 | 6565 | 0.08
Wind-1 | 6566 | 0.08
Wind-1 | 6567 | 0.08
Wind-1 | 6568 | 0.08
Wind-1 | 6569 | 0.08
Wind-1 | 6570 | 0.08
Wind-1 | 6571 | 0.08
Wind-1 | 6572 | 0.08
Wind-1 | 6573 | 0.08
Wind-1 | 6574 | 0.08
Wind-1 | 6575 | 0.08
Wind-1 | 6576 | 0.08
Wind-1 | 6577 | 0.08
Wind-1 | 6578 | 0.08
Wind-1 | 6579 | 0.08
Wind-1 | 6580 | 0.08
Wind-1 | 6581 | 0.08
Wind-1 | 6582 | 0.08
Wind-1 | 6583 | 0.08
Wind-1 | 6584 | 0.08
Wind-1 | 6585 | 0.08
Wind-1 | 6586 | 0.08
Wind-1 | 6587 | 0.08
Wind-1 | 6588 | 0.08
Wind-1 | 6589 | 0.08
Wind-1 | 6590 | 0.08
Wind-1 | 6591 | 0.08
Wind-1 | 6592 | 0.08
Wind-1 | 6593 | 0.08
Wind-1 | 6594 | 0.08
Wind-1 | 6595 | 0.08
Wind-1 | 6596 | 0.08
Wind-1 | 6597 | 0.08
Wind-1 | 6598 | 0.08
Wind-1 | 6599 | 0.08
Wind-1 | 6600 | 0.08
Wind-1 | 6601 | 0.08
Wind-1 | 6602 | 0.08
Wind-1 | 6603 | 0.08
Wind-1 | 6604 | 0.08
Wind-1 | 6605 | 0.08
Wind-1 | 6606 | 0.08
Wind-1 | 6607 | 0.08
Wind-1 | 6608 | 0.08
Wind-1 | 6609 | 0.08
Wind-1 | 6610 | 0.08
Wind-1 | 6611 | 0.08
Wind-1 | 6612 | 0.08
Wind-1 | 6613 | 0.08
Wind-1 | 6614 | 0.08
Wind-1 | 6615 | 0.08
Wind-1 | 6616 | 0.08
Wind-1 | 6617 | 0.08
Wind-1 | 6618 | 0.08
Wind-1 | 6619 | 0.08
Wind-1 | 6620 | 0.08
Wind-1 | 6621 | 0.08
Wind-1 | 6622 | 0.08
Wind-1 | 6623 | 0.08
Wind-1 | 6624 | 0.08
Wind-1 | 6625 | 0.08
Wind-1 | 6626 | 0.08
Wind-1 | 6627 | 0.08
Wind-1 | 6628 | 0.08
Wind-1 | 6629 | 0.08
Wind-1 | 6630 | 0.08
Wind-1 | 6631 | 0.08
Wind-1 | 6632 | 0.08
Wind-1 | 6633 | 0.08
Wind-1 | 6634 | 0.08
Wind-1 | 6635 | 0.08
Wind-1 | 6636 | 0.08
Wind-1 | 6637 | 0.08
Wind-1 | 6638 | 0.08
Wind-1 | 6639 | 0.08
Wind-1 | 6640 | 0.08
Wind-1 | 6641 | 0.08
Wind-1 | 6642 | 0.08
Wind-1 | 6643 | 0.08
Wind-1 | 6644 | 0.08
Wind-1 | 6645 | 0.08
Wind-1 | 6646 | 0.08
Wind-1 | 6647 | 0.08
Wind-1 | 6648 | 0.08
Wind-1 | 6649 | 0.08
Wind-1 | 6650 | 0.08
Wind-1 | 6651 | 0.08
Wind-1 | 6652 | 0.08
Wind-1 | 6653 | 0.08
Wind-1 | 6654 | 0.08
Wind-1 | 6655 | 0.08
Wind-1 | 6656 | 0.08
Wind-1 | 6657 | 0.08
Wind-1 | 6658 | 0.08
Wind-1 | 6659 | 0.08
Wind-1 | 6660 | 0.08
Wind-1 | 6661 | 0.08
Wind-1 | 6662 | 0.08
Wind-1 | 6663 | 0.08
Wind-1 | 6664 | 0.08
Wind-1 | 6665 | 0.08
Wind-1 | 6666 | 0.08
Wind-1 | 6667 | 0.08
Wind-1 | 6668 | 0.08
Wind-1 | 6669 | 0.08
Wind-1 | 6670 | 0.08
Wind-1 | 6671 | 0.08
Wind-1 | 6672 | 0.08
Wind-1 | 6673 | 0.08
Wind-1 | 6674 | 0.08
Wind-1 | 6675 | 0.08
Wind-1 | 6676 | 0.08
Wind-1 | 6677 | 0.08
Wind-1 | 6678 | 0.08
Wind-1 | 6679 | 0.08
Wind-1 | 6680 | 0.08
Wind-1 | 6681 | 0.08
Wind-1 | 6682 | 0.08
Wind-1 | 6683 | 0.08
Wind-1 | 6684 | 0.08
Wind-1 | 6685 | 0.08
Wind-1 | 6686 | 0.08
Wind-1 | 6687 | 0.08
Wind-1 | 6688 | 0.08
Wind-1 | 6689 | 0.08
Wind-1 | 6690 | 0.08
Wind-1 | 6691 | 0.08
Wind-1 | 6692 | 0.08
Wind-1 | 6693 | 0.08
Wind-1 | 6694 | 0.08
Wind-1 | 6695 | 0.08
Wind-1 | 6696 | 0.08
Wind-1 | 6697 | 0.08
Wind-1 | 6698 | 0.08
Wind-1 | 6699 | 0.08
Wind-1 | 6700 | 0.08
Wind-1 | 6701 | 0.08
Wind-1 | 6702 | 0.08
Wind-1 | 6703 | 0.08
Wind-1 | 6704 | 0.08
Wind-1 | 6705 | 0.08
Wind-1 | 6706 | 0.08
Wind-1 | 6707 | 0.08
Wind-1 | 6708 | 0.08
Wind-1 | 6709 | 0.08
Wind-1 | 6710 | 0.08
Wind-1 | 6711 | 0.08
Wind-1 | 6712 | 0.08
Wind-1 | 6713 | 0.08
Wind-1 | 6714 | 0.08
Wind-1 | 6715 | 0.08
Wind-1 | 6716 | 0.08
Wind-1 | 6717 | 0.08
Wind-1 | 6718 | 0.08
Wind-1 | 6719 | 0.08
Wind-1 | 6720 | 0.08
Wind-1 | 6721 | 0.08
Wind-1 | 6722 | 0.08
Wind-1 | 6723 | 0.08
Wind-1 | 6724 | 0.08
Wind-1 | 6725 | 0.08
Wind-1 | 6726 | 0.08
Wind-1 | 6727 | 0.08
Wind-1 | 6728 | 0.08
Wind-1 | 6729 | 0.08
Wind-1 | 6730 | 0.08
Wind-1 | 6731 | 0.08
Wind-1 | 6732 | 0.08
Wind-1 | 6733 | 0.08
Wind-1 | 6734 | 0.08
Wind-1 | 6735 | 0.08
Wind-1 | 6736 | 0.08
Wind-1 | 6737 | 0.08
Wind-1 | 6738 | 0.08
Wind-1 | 6739 | 0.08
Wind-1 | 6740 | 0.08
Wind-1 | 6741 | 0.08
Wind-1 | 6742 | 0.08
Wind-1 | 6743 | 0.08
Wind-1 | 6744 | 0.08
Wind-1 | 6745 | 0.08
Wind-1 | 6746 | 0.08
Wind-1 | 6747 | 0.08
Wind-1 | 6748 | 0.08
Wind-1 | 6749 | 0.08
Wind-1 | 6750 | 0.08
Wind-1 | 6751 | 0.08
Wind-1 | 6752 | 0.08
Wind-1 | 6753 | 0.08
Wind-1 | 6754 | 0.08
Wind-1 | 6755 | 0.08
Wind-1 | 6756 | 0.08
Wind-1 | 6757 | 0.08
Wind-1 | 6758 | 0.08
Wind-1 | 6759 | 0.08
Wind-1 | 6760 | 0.08
Wind-1 | 6761 | 0.08
Wind-1 | 6762 | 0.08
Wind-1 | 6763 | 0.08
Wind-1 | 6764 | 0.08
Wind-1 | 6765 | 0.08
Wind-1 | 6766 | 0.08
Wind-1 | 6767 | 0.08
Wind-1 | 6768 | 0.08
Wind-1 | 6769 | 0.08
Wind-1 | 6770 | 0.08
Wind-1 | 6771 | 0.08
Wind-1 | 6772 | 0.08
Wind-1 | 6773 | 0.08
Wind-1 | 6774 | 0.08
Wind-1 | 6775 | 0.08
Wind-1 | 6776 | 0.08
Wind-1 | 6777 | 0.08
Wind-1 | 6778 | 0.08
Wind-1 | 6779 | 0.08
Wind-1 | 6780 | 0.08
Wind-1 | 6781 | 0.08
Wind-1 | 6782 | 0.08
Wind-1 | 6783 | 0.08
Wind-1 | 6784 | 0.08
Wind-1 | 6785 | 0.08
Wind-1 | 6786 | 0.08
Wind-1 | 6787 | 0.08
Wind-1 | 6788 | 0.08
Wind-1 | 6789 | 0.08
Wind-1 | 6790 | 0.08
Wind-1 | 6791 | 0.08
Wind-1 | 6792 | 0.08
Wind-1 | 6793 | 0.08
Wind-1 | 6794 | 0.08
Wind-1 | 6795 | 0.08
Wind-1 | 6796 | 0.08
Wind-1 | 6797 | 0.08
Wind-1 | 6798 | 0.08
Wind-1 | 6799 | 0.08
Wind-1 | 6800 | 0.08
Wind-1 | 6801 | 0.08
Wind-1 | 6802 | 0.08
Wind-1 | 6803 | 0.08
Wind-1 | 6804 | 0.08
Wind-1 | 6805 | 0.08
Wind-1 | 6806 | 0.08
Wind-1 | 6807 | 0.08
Wind-1 | 6808 | 0.08
Wind-1 | 6809 | 0.08
Wind-1 | 6810 | 0.08
Wind-1 | 6811 | 0.08
Wind-1 | 6812 | 0.08
Wind-1 | 6813 | 0.08
Wind-1 | 6814 | 0.08
Wind-1 | 6815 | 0.08
Wind-1 | 6816 | 0.08
Wind-1 | 6817 | 0.08
Wind-1 | 6818 | 0.08
Wind-1 | 6819 | 0.08
Wind-1 | 6820 | 0.08
Wind-1 | 6821 | 0.08
Wind-1 | 6822 | 0.08
Wind-1 | 6823 | 0.08
Wind-1 | 6824 | 0.08
Wind-1 | 6825 | 0.08
Wind-1 | 6826 | 0.08
Wind-1 | 6827 | 0.08
Wind-1 | 6828 | 0.08
Wind-1 | 6829 | 0.08
Wind-1 | 6830 | 0.08
Wind-1 | 6831 | 0.08
Wind-1 | 6832 | 0.08
Wind-1 | 6833 | 0.08
Wind-1 | 6834 | 0.08
Wind-1 | 6835 | 0.08
Wind-1 | 6836 | 0.08
Wind-1 | 6837 | 0.08
Wind-1 | 6838 | 0.08
Wind-1 | 6839 | 0.08
Wind-1 | 6840 | 0.08
Wind-1 | 6841 | 0.08
Wind-1 | 6842 | 0.08
Wind-1 | 6843 | 0.08
Wind-1 | 6844 | 0.08
Wind-1 | 6845 | 0.08
Wind-1 | 6846 | 0.08
Wind-1 | 6847 | 0.08
Wind-1 | 6848 | 0.08
Wind-1 | 6849 | 0.08
Wind-1 | 6850 | 0.08
Wind-1 | 6851 | 0.08
Wind-1 | 6852 | 0.08
Wind-1 | 6853 | 0.08
Wind-1 | 6854 | 0.08
Wind-1 | 6855 | 0.08
Wind-1 | 6856 | 0.08
Wind-1 | 6857 | 0.08
Wind-1 | 6858 | 0.08
Wind-1 | 6859 | 0.08
Wind-1 | 6860 | 0.08
Wind-1 | 6861 | 0.08
Wind-1 | 6862 | 0.08
Wind-1 | 6863 | 0.08
Wind-1 | 6864 | 0.08
Wind-1 | 6865 | 0.08
Wind-1 | 6866 | 0.08
Wind-1 | 6867 | 0.08
Wind-1 | 6868 | 0.08
Wind-1 | 6869 | 0.08
Wind-1 | 6870 | 0.08
Wind-1 | 6871 | 0.08
Wind-1 | 6872 | 0.08
Wind-1 | 6873 | 0.08
Wind-1 | 6874 | 0.08
Wind-1 | 6875 | 0.08
Wind-1 | 6876 | 0.08
Wind-1 | 6877 | 0.08
Wind-1 | 6878 | 0.08
Wind-1 | 6879 | 0.08
Wind-1 | 6880 | 0.08
Wind-1 | 6881 | 0.08
Wind-1 | 6882 | 0.08
Wind-1 | 6883 | 0.08
Wind-1 | 6884 | 0.08
Wind-1 | 6885 | 0.08
Wind-1 | 6886 | 0.08
Wind-1 | 6887 | 0.08
Wind-1 | 6888 | 0.08
Wind-1 | 6889 | 0.08
Wind-1 | 6890 | 0.08
Wind-1 | 6891 | 0.08
Wind-1 | 6892 | 0.08
Wind-1 | 6893 | 0.08
Wind-1 | 6894 | 0.08
Wind-1 | 6895 | 0.08
Wind-1 | 6896 | 0.08
Wind-1 | 6897 | 0.08
Wind-1 | 6898 | 0.08
Wind-1 | 6899 | 0.08
Wind-1 | 6900 | 0.08
Wind-1 | 6901 | 0.08
Wind-1 | 6902 | 0.08
Wind-1 | 6903 | 0.08
Wind-1 | 6904 | 0.08
Wind-1 | 6905 | 0.08
Wind-1 | 6906 | 0.08
Wind-1 | 6907 | 0.08
Wind-1 | 6908 | 0.08
Wind-1 | 6909 | 0.08
Wind-1 | 6910 | 0.08
Wind-1 | 6911 | 0.08
Wind-1 | 6912 | 0.08
Wind-1 | 6913 | 0.08
Wind-1 | 6914 | 0.08
Wind-1 | 6915 | 0.08
Wind-1 | 6916 | 0.08
Wind-1 | 6917 | 0.08
Wind-1 | 6918 | 0.08
Wind-1 | 6919 | 0.08
Wind-1 | 6920 | 0.08
Wind-1 | 6921 | 0.08
Wind-1 | 6922 | 0.08
Wind-1 | 6923 | 0.08
Wind-1 | 6924 | 0.08
Wind-1 | 6925 | 0.08
Wind-1 | 6926 | 0.08
Wind-1 | 6927 | 0.08
Wind-1 | 6928 | 0.08
Wind-1 | 6929 | 0.08
Wind-1 | 6930 | 0.08
Wind-1 | 6931 | 0.08
Wind-1 | 6932 | 0.08
Wind-1 | 6933 | 0.08
Wind-1 | 6934 | 0.08
Wind-1 | 6935 | 0.08
Wind-1 | 6936 | 0.08
Wind-1 | 6937 | 0.08
Wind-1 | 6938 | 0.08
Wind-1 | 6939 | 0.08
Wind-1 | 6940 | 0.08
Wind-1 | 6941 | 0.08
Wind-1 | 6942 | 0.08
Wind-1 | 6943 | 0.08
Wind-1 | 6944 | 0.08
Wind-1 | 6945 | 0.08
Wind-1 | 6946 | 0.08
Wind-1 | 6947 | 0.08
Wind-1 | 6948 | 0.08
Wind-1 | 6949 | 0.08
Wind-1 | 6950 | 0.08
Wind-1 | 6951 | 0.08
Wind-1 | 6952 | 0.08
Wind-1 | 6953 | 0.08
Wind-1 | 6954 | 0.08
Wind-1 | 6955 | 0.08
Wind-1 | 6956 | 0.08
Wind-1 | 6957 | 0.08
Wind-1 | 6958 | 0.08
Wind-1 | 6959 | 0.08
Wind-1 | 6960 | 0.08
Wind-1 | 6961 | 0.08
Wind-1 | 6962 | 0.08
Wind-1 | 6963 | 0.08
Wind-1 | 6964 | 0.08
Wind-1 | 6965 | 0.08
Wind-1 | 6966 | 0.08
Wind-1 | 6967 | 0.08
Wind-1 | 6968 | 0.08
Wind-1 | 6969 | 0.08
Wind-1 | 6970 | 0.08
Wind-1 | 6971 | 0.08
Wind-1 | 6972 | 0.08
Wind-1 | 6973 | 0.08
Wind-1 | 6974 | 0.08
Wind-1 | 6975 | 0.08
Wind-1 | 6976 | 0.08
Wind-1 | 6977 | 0.08
Wind-1 | 6978 | 0.08
Wind-1 | 6979 | 0.08
Wind-1 | 6980 | 0.08
Wind-1 | 6981 | 0.08
Wind-1 | 6982 | 0.08
Wind-1 | 6983 | 0.08
Wind-1 | 6984 | 0.08
Wind-1 | 6985 | 0.08
Wind-1 | 6986 | 0.08
Wind-1 | 6987 | 0.08
Wind-1 | 6988 | 0.08
Wind-1 | 6989 | 0.08
Wind-1 | 6990 | 0.08
Wind-1 | 6991 | 0.08
Wind-1 | 6992 | 0.08
Wind-1 | 6993 | 0.08
Wind-1 | 6994 | 0.08
Wind-1 | 6995 | 0.08
Wind-1 | 6996 | 0.08
Wind-1 | 6997 | 0.08
Wind-1 | 6998 | 0.08
Wind-1 | 6999 | 0.08
Wind-1 | 7000 | 0.08
Wind-1 | 7001 | 0.08
Wind-1 | 7002 | 0.08
Wind-1 | 7003 | 0.08
Wind-1 | 7004 | 0.08
Wind-1 | 7005 | 0.08
Wind-1 | 7006 | 0.08
Wind-1 | 7007 | 0.08
Wind-1 | 7008 | 0.08
Wind-1 | 7009 | 0.08
Wind-1 | 7010 | 0.08
Wind-1 | 7011 | 0.08
Wind-1 | 7012 | 0.08
Wind-1 | 7013 | 0.08
Wind-1 | 7014 | 0.08
Wind-1 | 7015 | 0.08
Wind-1 | 7016 | 0.08
Wind-1 | 7017 | 0.08
Wind-1 | 7018 | 0.08
Wind-1 | 7019 | 0.08
Wind-1 | 7020 | 0.08
Wind-1 | 7021 | 0.08
Wind-1 | 7022 | 0.08
Wind-1 | 7023 | 0.08
Wind-1 | 7024 | 0.08
Wind-1 | 7025 | 0.08
Wind-1 | 7026 | 0.08
Wind-1 | 7027 | 0.08
Wind-1 | 7028 | 0.08
Wind-1 | 7029 | 0.08
Wind-1 | 7030 | 0.08
Wind-1 | 7031 | 0.08
Wind-1 | 7032 | 0.08
Wind-1 | 7033 | 0.08
Wind-1 | 7034 | 0.08
Wind-1 | 7035 | 0.08
Wind-1 | 7036 | 0.08
Wind-1 | 7037 | 0.08
Wind-1 | 7038 | 0.08
Wind-1 | 7039 | 0.08
Wind-1 | 7040 | 0.08
Wind-1 | 7041 | 0.08
Wind-1 | 7042 | 0.08
Wind-1 | 7043 | 0.08
Wind-1 | 7044 | 0.08
Wind-1 | 7045 | 0.08
Wind-1 | 7046 | 0.08
Wind-1 | 7047 | 0.08
Wind-1 | 7048 | 0.08
Wind-1 | 7049 | 0.08
Wind-1 | 7050 | 0.08
Wind-1 | 7051 | 0.08
Wind-1 | 7052 | 0.08
Wind-1 | 7053 | 0.08
Wind-1 | 7054 | 0.08
Wind-1 | 7055 | 0.08
Wind-1 | 7056 | 0.08
Wind-1 | 7057 | 0.08
Wind-1 | 7058 | 0.08
Wind-1 | 7059 | 0.08
Wind-1 | 7060 | 0.08
Wind-1 | 7061 | 0.08
Wind-1 | 7062 | 0.08
Wind-1 | 7063 | 0.08
Wind-1 | 7064 | 0.08
Wind-1 | 7065 | 0.08
Wind-1 | 7066 | 0.08
Wind-1 | 7067 | 0.08
Wind-1 | 7068 | 0.08
Wind-1 | 7069 | 0.08
Wind-1 | 7070 | 0.08
Wind-1 | 7071 | 0.08
Wind-1 | 7072 | 0.08
Wind-1 | 7073 | 0.08
Wind-1 | 7074 | 0.08
Wind-1 | 7075 | 0.08
Wind-1 | 7076 | 0.08
Wind-1 | 7077 | 0.08
Wind-1 | 7078 | 0.08
Wind-1 | 7079 | 0.08
Wind-1 | 7080 | 0.08
Wind-1 | 7081 | 0.08
Wind-1 | 7082 | 0.08
Wind-1 | 7083 | 0.08
Wind-1 | 7084 | 0.08
Wind-1 | 7085 | 0.08
Wind-1 | 7086 | 0.08
Wind-1 | 7087 | 0.08
Wind-1 | 7088 | 0.08
Wind-1 | 7089 | 0.08
Wind-1 | 7090 | 0.08
Wind-1 | 7091 | 0.08
Wind-1 | 7092 | 0.08
Wind-1 | 7093 | 0.08
Wind-1 | 7094 | 0.08
Wind-1 | 7095 | 0.08
Wind-1 | 7096 | 0.08
Wind-1 | 7097 | 0.08
Wind-1 | 7098 | 0.08
Wind-1 | 7099 | 0.08
Wind-1 | 7100 | 0.08
Wind-1 | 7101 | 0.08
Wind-1 | 7102 | 0.08
Wind-1 | 7103 | 0.08
Wind-1 | 7104 | 0.08
Wind-1 | 7105 | 0.08
Wind-1 | 7106 | 0.08
Wind-1 | 7107 | 0.08
Wind-1 | 7108 | 0.08
Wind-1 | 7109 | 0.08
Wind-1 | 7110 | 0.08
Wind-1 | 7111 | 0.08
Wind-1 | 7112 | 0.08
Wind-1 | 7113 | 0.08
Wind-1 | 7114 | 0.08
Wind-1 | 7115 | 0.08
Wind-1 | 7116 | 0.08
Wind-1 | 7117 | 0.08
Wind-1 | 7118 | 0.08
Wind-1 | 7119 | 0.08
Wind-1 | 7120 | 0.08
Wind-1 | 7121 | 0.08
Wind-1 | 7122 | 0.08
Wind-1 | 7123 | 0.08
Wind-1 | 7124 | 0.08
Wind-1 | 7125 | 0.08
Wind-1 | 7126 | 0.08
Wind-1 | 7127 | 0.08
Wind-1 | 7128 | 0.08
Wind-1 | 7129 | 0.08
Wind-1 | 7130 | 0.08
Wind-1 | 7131 | 0.08
Wind-1 | 7132 | 0.08
Wind-1 | 7133 | 0.08
Wind-1 | 7134 | 0.08
Wind-1 | 7135 | 0.08
Wind-1 | 7136 | 0.08
Wind-1 | 7137 | 0.08
Wind-1 | 7138 | 0.08
Wind-1 | 7139 | 0.08
Wind-1 | 7140 | 0.08
Wind-1 | 7141 | 0.08
Wind-1 | 7142 | 0.08
Wind-1 | 7143 | 0.08
Wind-1 | 7144 | 0.08
Wind-1 | 7145 | 0.08
Wind-1 | 7146 | 0.08
Wind-1 | 7147 | 0.08
Wind-1 | 7148 | 0.08
Wind-1 | 7149 | 0.08
Wind-1 | 7150 | 0.08
Wind-1 | 7151 | 0.08
Wind-1 | 7152 | 0.08
Wind-1 | 7153 | 0.08
Wind-1 | 7154 | 0.08
Wind-1 | 7155 | 0.08
Wind-1 | 7156 | 0.08
Wind-1 | 7157 | 0.08
Wind-1 | 7158 | 0.08
Wind-1 | 7159 | 0.08
Wind-1 | 7160 | 0.08
Wind-1 | 7161 | 0.08
Wind-1 | 7162 | 0.08
Wind-1 | 7163 | 0.08
Wind-1 | 7164 | 0.08
Wind-1 | 7165 | 0.08
Wind-1 | 7166 | 0.08
Wind-1 | 7167 | 0.08
Wind-1 | 7168 | 0.08
Wind-1 | 7169 | 0.08
Wind-1 | 7170 | 0.08
Wind-1 | 7171 | 0.08
Wind-1 | 7172 | 0.08
Wind-1 | 7173 | 0.08
Wind-1 | 7174 | 0.08
Wind-1 | 7175 | 0.08
Wind-1 | 7176 | 0.08
Wind-1 | 7177 | 0.08
Wind-1 | 7178 | 0.08
Wind-1 | 7179 | 0.08
Wind-1 | 7180 | 0.08
Wind-1 | 7181 | 0.08
Wind-1 | 7182 | 0.08
Wind-1 | 7183 | 0.08
Wind-1 | 7184 | 0.08
Wind-1 | 7185 | 0.08
Wind-1 | 7186 | 0.08
Wind-1 | 7187 | 0.08
Wind-1 | 7188 | 0.08
Wind-1 | 7189 | 0.08
Wind-1 | 7190 | 0.08
Wind-1 | 7191 | 0.08
Wind-1 | 7192 | 0.08
Wind-1 | 7193 | 0.08
Wind-1 | 7194 | 0.08
Wind-1 | 7195 | 0.08
Wind-1 | 7196 | 0.08
Wind-1 | 7197 | 0.08
Wind-1 | 7198 | 0.08
Wind-1 | 7199 | 0.08
Wind-1 | 7200 | 0.08
Wind-1 | 7201 | 0.08
Wind-1 | 7202 | 0.08
Wind-1 | 7203 | 0.08
Wind-1 | 7204 | 0.08
Wind-1 | 7205 | 0.08
Wind-1 | 7206 | 0.08
Wind-1 | 7207 | 0.08
Wind-1 | 7208 | 0.08
Wind-1 | 7209 | 0.08
Wind-1 | 7210 | 0.08
Wind-1 | 7211 | 0.08
Wind-1 | 7212 | 0.08
Wind-1 | 7213 | 0.08
Wind-1 | 7214 | 0.08
Wind-1 | 7215 | 0.08
Wind-1 | 7216 | 0.08
Wind-1 | 7217 | 0.08
Wind-1 | 7218 | 0.08
Wind-1 | 7219 | 0.08
Wind-1 | 7220 | 0.08
Wind-1 | 7221 | 0.08
Wind-1 | 7222 | 0.08
Wind-1 | 7223 | 0.08
Wind-1 | 7224 | 0.08
Wind-1 | 7225 | 0.08
Wind-1 | 7226 | 0.08
Wind-1 | 7227 | 0.08
Wind-1 | 7228 | 0.08
Wind-1 | 7229 | 0.08
Wind-1 | 7230 | 0.08
Wind-1 | 7231 | 0.08
Wind-1 | 7232 | 0.08
Wind-1 | 7233 | 0.08
Wind-1 | 7234 | 0.08
Wind-1 | 7235 | 0.08
Wind-1 | 7236 | 0.08
Wind-1 | 7237 | 0.08
Wind-1 | 7238 | 0.08
Wind-1 | 7239 | 0.08
Wind-1 | 7240 | 0.08
Wind-1 | 7241 | 0.08
Wind-1 | 7242 | 0.08
Wind-1 | 7243 | 0.08
Wind-1 | 7244 | 0.08
Wind-1 | 7245 | 0.08
Wind-1 | 7246 | 0.08
Wind-1 | 7247 | 0.08
Wind-1 | 7248 | 0.08
Wind-1 | 7249 | 0.08
Wind-1 | 7250 | 0.08
Wind-1 | 7251 | 0.08
Wind-1 | 7252 | 0.08
Wind-1 | 7253 | 0.08
Wind-1 | 7254 | 0.08
Wind-1 | 7255 | 0.08
Wind-1 | 7256 | 0.08
Wind-1 | 7257 | 0.08
Wind-1 | 7258 | 0.08
Wind-1 | 7259 | 0.08
Wind-1 | 7260 | 0.08
Wind-1 | 7261 | 0.08
Wind-1 | 7262 | 0.08
Wind-1 | 7263 | 0.08
Wind-1 | 7264 | 0.08
Wind-1 | 7265 | 0.08
Wind-1 | 7266 | 0.08
Wind-1 | 7267 | 0.08
Wind-1 | 7268 | 0.08
Wind-1 | 7269 | 0.08
Wind-1 | 7270 | 0.08
Wind-1 | 7271 | 0.08
Wind-1 | 7272 | 0.08
Wind-1 | 7273 | 0.08
Wind-1 | 7274 | 0.08
Wind-1 | 7275 | 0.08
Wind-1 | 7276 | 0.08
Wind-1 | 7277 | 0.08
Wind-1 | 7278 | 0.08
Wind-1 | 7279 | 0.08
Wind-1 | 7280 | 0.08
Wind-1 | 7281 | 0.08
Wind-1 | 7282 | 0.08
Wind-1 | 7283 | 0.08
Wind-1 | 7284 | 0.08
Wind-1 | 7285 | 0.08
Wind-1 | 7286 | 0.08
Wind-1 | 7287 | 0.08
Wind-1 | 7288 | 0.08
Wind-1 | 7289 | 0.08
Wind-1 | 7290 | 0.08
Wind-1 | 7291 | 0.08
Wind-1 | 7292 | 0.08
Wind-1 | 7293 | 0.08
Wind-1 | 7294 | 0.08
Wind-1 | 7295 | 0.08
Wind-1 | 7296 | 0.08
Wind-1 | 7297 | 0.08
Wind-1 | 7298 | 0.08
Wind-1 | 7299 | 0.08
Wind-1 | 7300 | 0.08
Wind-1 | 7301 | 0.08
Wind-1 | 7302 | 0.08
Wind-1 | 7303 | 0.08
Wind-1 | 7304 | 0.08
Wind-1 | 7305 | 0.08
Wind-1 | 7306 | 0.08
Wind-1 | 7307 | 0.08
Wind-1 | 7308 | 0.08
Wind-1 | 7309 | 0.08
Wind-1 | 7310 | 0.08
Wind-1 | 7311 | 0.08
Wind-1 | 7312 | 0.08
Wind-1 | 7313 | 0.08
Wind-1 | 7314 | 0.08
Wind-1 | 7315 | 0.08
Wind-1 | 7316 | 0.08
Wind-1 | 7317 | 0.08
Wind-1 | 7318 | 0.08
Wind-1 | 7319 | 0.08
Wind-1 | 7320 | 0.08
Wind-1 | 7321 | 0.08
Wind-1 | 7322 | 0.08
Wind-1 | 7323 | 0.08
Wind-1 | 7324 | 0.08
Wind-1 | 7325 | 0.08
Wind-1 | 7326 | 0.08
Wind-1 | 7327 | 0.08
Wind-1 | 7328 | 0.08
Wind-1 | 7329 | 0.08
Wind-1 | 7330 | 0.08
Wind-1 | 7331 | 0.08
Wind-1 | 7332 | 0.08
Wind-1 | 7333 | 0.08
Wind-1 | 7334 | 0.08
Wind-1 | 7335 | 0.08
Wind-1 | 7336 | 0.08
Wind-1 | 7337 | 0.08
Wind-1 | 7338 | 0.08
Wind-1 | 7339 | 0.08
Wind-1 | 7340 | 0.08
Wind-1 | 7341 | 0.08
Wind-1 | 7342 | 0.08
Wind-1 | 7343 | 0.08
Wind-1 | 7344 | 0.08
Wind-1 | 7345 | 0.08
Wind-1 | 7346 | 0.08
Wind-1 | 7347 | 0.08
Wind-1 | 7348 | 0.08
Wind-1 | 7349 | 0.08
Wind-1 | 7350 | 0.08
Wind-1 | 7351 | 0.08
Wind-1 | 7352 | 0.08
Wind-1 | 7353 | 0.08
Wind-1 | 7354 | 0.08
Wind-1 | 7355 | 0.08
Wind-1 | 7356 | 0.08
Wind-1 | 7357 | 0.08
Wind-1 | 7358 | 0.08
Wind-1 | 7359 | 0.08
Wind-1 | 7360 | 0.08
Wind-1 | 7361 | 0.08
Wind-1 | 7362 | 0.08
Wind-1 | 7363 | 0.08
Wind-1 | 7364 | 0.08
Wind-1 | 7365 | 0.08
Wind-1 | 7366 | 0.08
Wind-1 | 7367 | 0.08
Wind-1 | 7368 | 0.08
Wind-1 | 7369 | 0.08
Wind-1 | 7370 | 0.08
Wind-1 | 7371 | 0.08
Wind-1 | 7372 | 0.08
Wind-1 | 7373 | 0.08
Wind-1 | 7374 | 0.08
Wind-1 | 7375 | 0.08
Wind-1 | 7376 | 0.08
Wind-1 | 7377 | 0.08
Wind-1 | 7378 | 0.08
Wind-1 | 7379 | 0.08
Wind-1 | 7380 | 0.08
Wind-1 | 7381 | 0.08
Wind-1 | 7382 | 0.08
Wind-1 | 7383 | 0.08
Wind-1 | 7384 | 0.08
Wind-1 | 7385 | 0.08
Wind-1 | 7386 | 0.08
Wind-1 | 7387 | 0.08
Wind-1 | 7388 | 0.08
Wind-1 | 7389 | 0.08
Wind-1 | 7390 | 0.08
Wind-1 | 7391 | 0.08
Wind-1 | 7392 | 0.08
Wind-1 | 7393 | 0.08
Wind-1 | 7394 | 0.08
Wind-1 | 7395 | 0.08
Wind-1 | 7396 | 0.08
Wind-1 | 7397 | 0.08
Wind-1 | 7398 | 0.08
Wind-1 | 7399 | 0.08
Wind-1 | 7400 | 0.08
Wind-1 | 7401 | 0.08
Wind-1 | 7402 | 0.08
Wind-1 | 7403 | 0.08
Wind-1 | 7404 | 0.08
Wind-1 | 7405 | 0.08
Wind-1 | 7406 | 0.08
Wind-1 | 7407 | 0.08
Wind-1 | 7408 | 0.08
Wind-1 | 7409 | 0.08
Wind-1 | 7410 | 0.08
Wind-1 | 7411 | 0.08
Wind-1 | 7412 | 0.08
Wind-1 | 7413 | 0.08
Wind-1 | 7414 | 0.08
Wind-1 | 7415 | 0.08
Wind-1 | 7416 | 0.08
Wind-1 | 7417 | 0.08
Wind-1 | 7418 | 0.08
Wind-1 | 7419 | 0.08
Wind-1 | 7420 | 0.08
Wind-1 | 7421 | 0.08
Wind-1 | 7422 | 0.08
Wind-1 | 7423 | 0.08
Wind-1 | 7424 | 0.08
Wind-1 | 7425 | 0.08
Wind-1 | 7426 | 0.08
Wind-1 | 7427 | 0.08
Wind-1 | 7428 | 0.08
Wind-1 | 7429 | 0.08
Wind-1 | 7430 | 0.08
Wind-1 | 7431 | 0.08
Wind-1 | 7432 | 0.08
Wind-1 | 7433 | 0.08
Wind-1 | 7434 | 0.08
Wind-1 | 7435 | 0.08
Wind-1 | 7436 | 0.08
Wind-1 | 7437 | 0.08
Wind-1 | 7438 | 0.08
Wind-1 | 7439 | 0.08
Wind-1 | 7440 | 0.08
Wind-1 | 7441 | 0.08
Wind-1 | 7442 | 0.08
Wind-1 | 7443 | 0.08
Wind-1 | 7444 | 0.08
Wind-1 | 7445 | 0.08
Wind-1 | 7446 | 0.08
Wind-1 | 7447 | 0.08
Wind-1 | 7448 | 0.08
Wind-1 | 7449 | 0.08
Wind-1 | 7450 | 0.08
Wind-1 | 7451 | 0.08
Wind-1 | 7452 | 0.08
Wind-1 | 7453 | 0.08
Wind-1 | 7454 | 0.08
Wind-1 | 7455 | 0.08
Wind-1 | 7456 | 0.08
Wind-1 | 7457 | 0.08
Wind-1 | 7458 | 0.08
Wind-1 | 7459 | 0.08
Wind-1 | 7460 | 0.08
Wind-1 | 7461 | 0.08
Wind-1 | 7462 | 0.08
Wind-1 | 7463 | 0.08
Wind-1 | 7464 | 0.08
Wind-1 | 7465 | 0.08
Wind-1 | 7466 | 0.08
Wind-1 | 7467 | 0.08
Wind-1 | 7468 | 0.08
Wind-1 | 7469 | 0.08
Wind-1 | 7470 | 0.08
Wind-1 | 7471 | 0.08
Wind-1 | 7472 | 0.08
Wind-1 | 7473 | 0.08
Wind-1 | 7474 | 0.08
Wind-1 | 7475 | 0.08
Wind-1 | 7476 | 0.08
Wind-1 | 7477 | 0.08
Wind-1 | 7478 | 0.08
Wind-1 | 7479 | 0.08
Wind-1 | 7480 | 0.08
Wind-1 | 7481 | 0.08
Wind-1 | 7482 | 0.08
Wind-1 | 7483 | 0.08
Wind-1 | 7484 | 0.08
Wind-1 | 7485 | 0.08
Wind-1 | 7486 | 0.08
Wind-1 | 7487 | 0.08
Wind-1 | 7488 | 0.08
Wind-1 | 7489 | 0.08
Wind-1 | 7490 | 0.08
Wind-1 | 7491 | 0.08
Wind-1 | 7492 | 0.08
Wind-1 | 7493 | 0.08
Wind-1 | 7494 | 0.08
Wind-1 | 7495 | 0.08
Wind-1 | 7496 | 0.08
Wind-1 | 7497 | 0.08
Wind-1 | 7498 | 0.08
Wind-1 | 7499 | 0.08
Wind-1 | 7500 | 0.08
Wind-1 | 7501 | 0.08
Wind-1 | 7502 | 0.08
Wind-1 | 7503 | 0.08
Wind-1 | 7504 | 0.08
Wind-1 | 7505 | 0.08
Wind-1 | 7506 | 0.08
Wind-1 | 7507 | 0.08
Wind-1 | 7508 | 0.08
Wind-1 | 7509 | 0.08
Wind-1 | 7510 | 0.08
Wind-1 | 7511 | 0.08
Wind-1 | 7512 | 0.08
Wind-1 | 7513 | 0.08
Wind-1 | 7514 | 0.08
Wind-1 | 7515 | 0.08
Wind-1 | 7516 | 0.08
Wind-1 | 7517 | 0.08
Wind-1 | 7518 | 0.08
Wind-1 | 7519 | 0.08
Wind-1 | 7520 | 0.08
Wind-1 | 7521 | 0.08
Wind-1 | 7522 | 0.08
Wind-1 | 7523 | 0.08
Wind-1 | 7524 | 0.08
Wind-1 | 7525 | 0.08
Wind-1 | 7526 | 0.08
Wind-1 | 7527 | 0.08
Wind-1 | 7528 | 0.08
Wind-1 | 7529 | 0.08
Wind-1 | 7530 | 0.08
Wind-1 | 7531 | 0.08
Wind-1 | 7532 | 0.08
Wind-1 | 7533 | 0.08
Wind-1 | 7534 | 0.08
Wind-1 | 7535 | 0.08
Wind-1 | 7536 | 0.08
Wind-1 | 7537 | 0.08
Wind-1 | 7538 | 0.08
Wind-1 | 7539 | 0.08
Wind-1 | 7540 | 0.08
Wind-1 | 7541 | 0.08
Wind-1 | 7542 | 0.08
Wind-1 | 7543 | 0.08
Wind-1 | 7544 | 0.08
Wind-1 | 7545 | 0.08
Wind-1 | 7546 | 0.08
Wind-1 | 7547 | 0.08
Wind-1 | 7548 | 0.08
Wind-1 | 7549 | 0.08
Wind-1 | 7550 | 0.08
Wind-1 | 7551 | 0.08
Wind-1 | 7552 | 0.08
Wind-1 | 7553 | 0.08
Wind-1 | 7554 | 0.08
Wind-1 | 7555 | 0.08
Wind-1 | 7556 | 0.08
Wind-1 | 7557 | 0.08
Wind-1 | 7558 | 0.08
Wind-1 | 7559 | 0.08
Wind-1 | 7560 | 0.08
Wind-1 | 7561 | 0.08
Wind-1 | 7562 | 0.08
Wind-1 | 7563 | 0.08
Wind-1 | 7564 | 0.08
Wind-1 | 7565 | 0.08
Wind-1 | 7566 | 0.08
Wind-1 | 7567 | 0.08
Wind-1 | 7568 | 0.08
Wind-1 | 7569 | 0.08
Wind-1 | 7570 | 0.08
Wind-1 | 7571 | 0.08
Wind-1 | 7572 | 0.08
Wind-1 | 7573 | 0.08
Wind-1 | 7574 | 0.08
Wind-1 | 7575 | 0.08
Wind-1 | 7576 | 0.08
Wind-1 | 7577 | 0.08
Wind-1 | 7578 | 0.08
Wind-1 | 7579 | 0.08
Wind-1 | 7580 | 0.08
Wind-1 | 7581 | 0.08
Wind-1 | 7582 | 0.08
Wind-1 | 7583 | 0.08
Wind-1 | 7584 | 0.08
Wind-1 | 7585 | 0.08
Wind-1 | 7586 | 0.08
Wind-1 | 7587 | 0.08
Wind-1 | 7588 | 0.08
Wind-1 | 7589 | 0.08
Wind-1 | 7590 | 0.08
Wind-1 | 7591 | 0.08
Wind-1 | 7592 | 0.08
Wind-1 | 7593 | 0.08
Wind-1 | 7594 | 0.08
Wind-1 | 7595 | 0.08
Wind-1 | 7596 | 0.08
Wind-1 | 7597 | 0.08
Wind-1 | 7598 | 0.08
Wind-1 | 7599 | 0.08
Wind-1 | 7600 | 0.08
Wind-1 | 7601 | 0.08
Wind-1 | 7602 | 0.08
Wind-1 | 7603 | 0.08
Wind-1 | 7604 | 0.08
Wind-1 | 7605 | 0.08
Wind-1 | 7606 | 0.08
Wind-1 | 7607 | 0.08
Wind-1 | 7608 | 0.08
Wind-1 | 7609 | 0.08
Wind-1 | 7610 | 0.08
Wind-1 | 7611 | 0.08
Wind-1 | 7612 | 0.08
Wind-1 | 7613 | 0.08
Wind-1 | 7614 | 0.08
Wind-1 | 7615 | 0.08
Wind-1 | 7616 | 0.08
Wind-1 | 7617 | 0.08
Wind-1 | 7618 | 0.08
Wind-1 | 7619 | 0.08
Wind-1 | 7620 | 0.08
Wind-1 | 7621 | 0.08
Wind-1 | 7622 | 0.08
Wind-1 | 7623 | 0.08
Wind-1 | 7624 | 0.08
Wind-1 | 7625 | 0.08
Wind-1 | 7626 | 0.08
Wind-1 | 7627 | 0.08
Wind-1 | 7628 | 0.08
Wind-1 | 7629 | 0.08
Wind-1 | 7630 | 0.08
Wind-1 | 7631 | 0.08
Wind-1 | 7632 | 0.08
Wind-1 | 7633 | 0.08
Wind-1 | 7634 | 0.08
Wind-1 | 7635 | 0.08
Wind-1 | 7636 | 0.08
Wind-1 | 7637 | 0.08
Wind-1 | 7638 | 0.08
Wind-1 | 7639 | 0.08
Wind-1 | 7640 | 0.08
Wind-1 | 7641 | 0.08
Wind-1 | 7642 | 0.08
Wind-1 | 7643 | 0.08
Wind-1 | 7644 | 0.08
Wind-1 | 7645 | 0.08
Wind-1 | 7646 | 0.08
Wind-1 | 7647 | 0.08
Wind-1 | 7648 | 0.08
Wind-1 | 7649 | 0.08
Wind-1 | 7650 | 0.08
Wind-1 | 7651 | 0.08
Wind-1 | 7652 | 0.08
Wind-1 | 7653 | 0.08
Wind-1 | 7654 | 0.08
Wind-1 | 7655 | 0.08
Wind-1 | 7656 | 0.08
Wind-1 | 7657 | 0.08
Wind-1 | 7658 | 0.08
Wind-1 | 7659 | 0.08
Wind-1 | 7660 | 0.08
Wind-1 | 7661 | 0.08
Wind-1 | 7662 | 0.08
Wind-1 | 7663 | 0.08
Wind-1 | 7664 | 0.08
Wind-1 | 7665 | 0.08
Wind-1 | 7666 | 0.08
Wind-1 | 7667 | 0.08
Wind-1 | 7668 | 0.08
Wind-1 | 7669 | 0.08
Wind-1 | 7670 | 0.08
Wind-1 | 7671 | 0.08
Wind-1 | 7672 | 0.08
Wind-1 | 7673 | 0.08
Wind-1 | 7674 | 0.08
Wind-1 | 7675 | 0.08
Wind-1 | 7676 | 0.08
Wind-1 | 7677 | 0.08
Wind-1 | 7678 | 0.08
Wind-1 | 7679 | 0.08
Wind-1 | 7680 | 0.08
Wind-1 | 7681 | 0.08
Wind-1 | 7682 | 0.08
Wind-1 | 7683 | 0.08
Wind-1 | 7684 | 0.08
Wind-1 | 7685 | 0.08
Wind-1 | 7686 | 0.08
Wind-1 | 7687 | 0.08
Wind-1 | 7688 | 0.08
Wind-1 | 7689 | 0.08
Wind-1 | 7690 | 0.08
Wind-1 | 7691 | 0.08
Wind-1 | 7692 | 0.08
Wind-1 | 7693 | 0.08
Wind-1 | 7694 | 0.08
Wind-1 | 7695 | 0.08
Wind-1 | 7696 | 0.08
Wind-1 | 7697 | 0.08
Wind-1 | 7698 | 0.08
Wind-1 | 7699 | 0.08
Wind-1 | 7700 | 0.08
Wind-1 | 7701 | 0.08
Wind-1 | 7702 | 0.08
Wind-1 | 7703 | 0.08
Wind-1 | 7704 | 0.08
Wind-1 | 7705 | 0.08
Wind-1 | 7706 | 0.08
Wind-1 | 7707 | 0.08
Wind-1 | 7708 | 0.08
Wind-1 | 7709 | 0.08
Wind-1 | 7710 | 0.08
Wind-1 | 7711 | 0.08
Wind-1 | 7712 | 0.08
Wind-1 | 7713 | 0.08
Wind-1 | 7714 | 0.08
Wind-1 | 7715 | 0.08
Wind-1 | 7716 | 0.08
Wind-1 | 7717 | 0.08
Wind-1 | 7718 | 0.08
Wind-1 | 7719 | 0.08
Wind-1 | 7720 | 0.08
Wind-1 | 7721 | 0.08
Wind-1 | 7722 | 0.08
Wind-1 | 7723 | 0.08
Wind-1 | 7724 | 0.08
Wind-1 | 7725 | 0.08
Wind-1 | 7726 | 0.08
Wind-1 | 7727 | 0.08
Wind-1 | 7728 | 0.08
Wind-1 | 7729 | 0.08
Wind-1 | 7730 | 0.08
Wind-1 | 7731 | 0.08
Wind-1 | 7732 | 0.08
Wind-1 | 7733 | 0.08
Wind-1 | 7734 | 0.08
Wind-1 | 7735 | 0.08
Wind-1 | 7736 | 0.08
Wind-1 | 7737 | 0.08
Wind-1 | 7738 | 0.08
Wind-1 | 7739 | 0.08
Wind-1 | 7740 | 0.08
Wind-1 | 7741 | 0.08
Wind-1 | 7742 | 0.08
Wind-1 | 7743 | 0.08
Wind-1 | 7744 | 0.08
Wind-1 | 7745 | 0.08
Wind-1 | 7746 | 0.08
Wind-1 | 7747 | 0.08
Wind-1 | 7748 | 0.08
Wind-1 | 7749 | 0.08
Wind-1 | 7750 | 0.08
Wind-1 | 7751 | 0.08
Wind-1 | 7752 | 0.08
Wind-1 | 7753 | 0.08
Wind-1 | 7754 | 0.08
Wind-1 | 7755 | 0.08
Wind-1 | 7756 | 0.08
Wind-1 | 7757 | 0.08
Wind-1 | 7758 | 0.08
Wind-1 | 7759 | 0.08
Wind-1 | 7760 | 0.08
Wind-1 | 7761 | 0.08
Wind-1 | 7762 | 0.08
Wind-1 | 7763 | 0.08
Wind-1 | 7764 | 0.08
Wind-1 | 7765 | 0.08
Wind-1 | 7766 | 0.08
Wind-1 | 7767 | 0.08
Wind-1 | 7768 | 0.08
Wind-1 | 7769 | 0.08
Wind-1 | 7770 | 0.08
Wind-1 | 7771 | 0.08
Wind-1 | 7772 | 0.08
Wind-1 | 7773 | 0.08
Wind-1 | 7774 | 0.08
Wind-1 | 7775 | 0.08
Wind-1 | 7776 | 0.08
Wind-1 | 7777 | 0.08
Wind-1 | 7778 | 0.08
Wind-1 | 7779 | 0.08
Wind-1 | 7780 | 0.08
Wind-1 | 7781 | 0.08
Wind-1 | 7782 | 0.08
Wind-1 | 7783 | 0.08
Wind-1 | 7784 | 0.08
Wind-1 | 7785 | 0.08
Wind-1 | 7786 | 0.08
Wind-1 | 7787 | 0.08
Wind-1 | 7788 | 0.08
Wind-1 | 7789 | 0.08
Wind-1 | 7790 | 0.08
Wind-1 | 7791 | 0.08
Wind-1 | 7792 | 0.08
Wind-1 | 7793 | 0.08
Wind-1 | 7794 | 0.08
Wind-1 | 7795 | 0.08
Wind-1 | 7796 | 0.08
Wind-1 | 7797 | 0.08
Wind-1 | 7798 | 0.08
Wind-1 | 7799 | 0.08
Wind-1 | 7800 | 0.08
Wind-1 | 7801 | 0.08
Wind-1 | 7802 | 0.08
Wind-1 | 7803 | 0.08
Wind-1 | 7804 | 0.08
Wind-1 | 7805 | 0.08
Wind-1 | 7806 | 0.08
Wind-1 | 7807 | 0.08
Wind-1 | 7808 | 0.08
Wind-1 | 7809 | 0.08
Wind-1 | 7810 | 0.08
Wind-1 | 7811 | 0.08
Wind-1 | 7812 | 0.08
Wind-1 | 7813 | 0.08
Wind-1 | 7814 | 0.08
Wind-1 | 7815 | 0.08
Wind-1 | 7816 | 0.08
Wind-1 | 7817 | 0.08
Wind-1 | 7818 | 0.08
Wind-1 | 7819 | 0.08
Wind-1 | 7820 | 0.08
Wind-1 | 7821 | 0.08
Wind-1 | 7822 | 0.08
Wind-1 | 7823 | 0.08
Wind-1 | 7824 | 0.08
Wind-1 | 7825 | 0.08
Wind-1 | 7826 | 0.08
Wind-1 | 7827 | 0.08
Wind-1 | 7828 | 0.08
Wind-1 | 7829 | 0.08
Wind-1 | 7830 | 0.08
Wind-1 | 7831 | 0.08
Wind-1 | 7832 | 0.08
Wind-1 | 7833 | 0.08
Wind-1 | 7834 | 0.08
Wind-1 | 7835 | 0.08
Wind-1 | 7836 | 0.08
Wind-1 | 7837 | 0.08
Wind-1 | 7838 | 0.08
Wind-1 | 7839 | 0.08
Wind-1 | 7840 | 0.08
Wind-1 | 7841 | 0.08
Wind-1 | 7842 | 0.08
Wind-1 | 7843 | 0.08
Wind-1 | 7844 | 0.08
Wind-1 | 7845 | 0.08
Wind-1 | 7846 | 0.08
Wind-1 | 7847 | 0.08
Wind-1 | 7848 | 0.08
Wind-1 | 7849 | 0.08
Wind-1 | 7850 | 0.08
Wind-1 | 7851 | 0.08
Wind-1 | 7852 | 0.08
Wind-1 | 7853 | 0.08
Wind-1 | 7854 | 0.08
Wind-1 | 7855 | 0.08
Wind-1 | 7856 | 0.08
Wind-1 | 7857 | 0.08
Wind-1 | 7858 | 0.08
Wind-1 | 7859 | 0.08
Wind-1 | 7860 | 0.08
Wind-1 | 7861 | 0.08
Wind-1 | 7862 | 0.08
Wind-1 | 7863 | 0.08
Wind-1 | 7864 | 0.08
Wind-1 | 7865 | 0.08
Wind-1 | 7866 | 0.08
Wind-1 | 7867 | 0.08
Wind-1 | 7868 | 0.08
Wind-1 | 7869 | 0.08
Wind-1 | 7870 | 0.08
Wind-1 | 7871 | 0.08
Wind-1 | 7872 | 0.08
Wind-1 | 7873 | 0.08
Wind-1 | 7874 | 0.08
Wind-1 | 7875 | 0.08
Wind-1 | 7876 | 0.08
Wind-1 | 7877 | 0.08
Wind-1 | 7878 | 0.08
Wind-1 | 7879 | 0.08
Wind-1 | 7880 | 0.08
Wind-1 | 7881 | 0.08
Wind-1 | 7882 | 0.08
Wind-1 | 7883 | 0.08
Wind-1 | 7884 | 0.08
Wind-1 | 7885 | 0.08
Wind-1 | 7886 | 0.08
Wind-1 | 7887 | 0.08
Wind-1 | 7888 | 0.08
Wind-1 | 7889 | 0.08
Wind-1 | 7890 | 0.08
Wind-1 | 7891 | 0.08
Wind-1 | 7892 | 0.08
Wind-1 | 7893 | 0.08
Wind-1 | 7894 | 0.08
Wind-1 | 7895 | 0.08
Wind-1 | 7896 | 0.08
Wind-1 | 7897 | 0.08
Wind-1 | 7898 | 0.08
Wind-1 | 7899 | 0.08
Wind-1 | 7900 | 0.08
Wind-1 | 7901 | 0.08
Wind-1 | 7902 | 0.08
Wind-1 | 7903 | 0.08
Wind-1 | 7904 | 0.08
Wind-1 | 7905 | 0.08
Wind-1 | 7906 | 0.08
Wind-1 | 7907 | 0.08
Wind-1 | 7908 | 0.08
Wind-1 | 7909 | 0.08
Wind-1 | 7910 | 0.08
Wind-1 | 7911 | 0.08
Wind-1 | 7912 | 0.08
Wind-1 | 7913 | 0.08
Wind-1 | 7914 | 0.08
Wind-1 | 7915 | 0.08
Wind-1 | 7916 | 0.08
Wind-1 | 7917 | 0.08
Wind-1 | 7918 | 0.08
Wind-1 | 7919 | 0.08
Wind-1 | 7920 | 0.08
Wind-1 | 7921 | 0.08
Wind-1 | 7922 | 0.08
Wind-1 | 7923 | 0.08
Wind-1 | 7924 | 0.08
Wind-1 | 7925 | 0.08
Wind-1 | 7926 | 0.08
Wind-1 | 7927 | 0.08
Wind-1 | 7928 | 0.08
Wind-1 | 7929 | 0.08
Wind-1 | 7930 | 0.08
Wind-1 | 7931 | 0.08
Wind-1 | 7932 | 0.08
Wind-1 | 7933 | 0.08
Wind-1 | 7934 | 0.08
Wind-1 | 7935 | 0.08
Wind-1 | 7936 | 0.08
Wind-1 | 7937 | 0.08
Wind-1 | 7938 | 0.08
Wind-1 | 7939 | 0.08
Wind-1 | 7940 | 0.08
Wind-1 | 7941 | 0.08
Wind-1 | 7942 | 0.08
Wind-1 | 7943 | 0.08
Wind-1 | 7944 | 0.08
Wind-1 | 7945 | 0.08
Wind-1 | 7946 | 0.08
Wind-1 | 7947 | 0.08
Wind-1 | 7948 | 0.08
Wind-1 | 7949 | 0.08
Wind-1 | 7950 | 0.08
Wind-1 | 7951 | 0.08
Wind-1 | 7952 | 0.08
Wind-1 | 7953 | 0.08
Wind-1 | 7954 | 0.08
Wind-1 | 7955 | 0.08
Wind-1 | 7956 | 0.08
Wind-1 | 7957 | 0.08
Wind-1 | 7958 | 0.08
Wind-1 | 7959 | 0.08
Wind-1 | 7960 | 0.08
Wind-1 | 7961 | 0.08
Wind-1 | 7962 | 0.08
Wind-1 | 7963 | 0.08
Wind-1 | 7964 | 0.08
Wind-1 | 7965 | 0.08
Wind-1 | 7966 | 0.08
Wind-1 | 7967 | 0.08
Wind-1 | 7968 | 0.08
Wind-1 | 7969 | 0.08
Wind-1 | 7970 | 0.08
Wind-1 | 7971 | 0.08
Wind-1 | 7972 | 0.08
Wind-1 | 7973 | 0.08
Wind-1 | 7974 | 0.08
Wind-1 | 7975 | 0.08
Wind-1 | 7976 | 0.08
Wind-1 | 7977 | 0.08
Wind-1 | 7978 | 0.08
Wind-1 | 7979 | 0.08
Wind-1 | 7980 | 0.08
Wind-1 | 7981 | 0.08
Wind-1 | 7982 | 0.08
Wind-1 | 7983 | 0.08
Wind-1 | 7984 | 0.08
Wind-1 | 7985 | 0.08
Wind-1 | 7986 | 0.08
Wind-1 | 7987 | 0.08
Wind-1 | 7988 | 0.08
Wind-1 | 7989 | 0.08
Wind-1 | 7990 | 0.08
Wind-1 | 7991 | 0.08
Wind-1 | 7992 | 0.08
Wind-1 | 7993 | 0.08
Wind-1 | 7994 | 0.08
Wind-1 | 7995 | 0.08
Wind-1 | 7996 | 0.08
Wind-1 | 7997 | 0.08
Wind-1 | 7998 | 0.08
Wind-1 | 7999 | 0.08
Wind-1 | 8000 | 0.08
Wind-1 | 8001 | 0.08
Wind-1 | 8002 | 0.08
Wind-1 | 8003 | 0.08
Wind-1 | 8004 | 0.08
Wind-1 | 8005 | 0.08
Wind-1 | 8006 | 0.08
Wind-1 | 8007 | 0.08
Wind-1 | 8008 | 0.08
Wind-1 | 8009 | 0.08
Wind-1 | 8010 | 0.08
Wind-1 | 8011 | 0.08
Wind-1 | 8012 | 0.08
Wind-1 | 8013 | 0.08
Wind-1 | 8014 | 0.08
Wind-1 | 8015 | 0.08
Wind-1 | 8016 | 0.08
Wind-1 | 8017 | 0.08
Wind-1 | 8018 | 0.08
Wind-1 | 8019 | 0.08
Wind-1 | 8020 | 0.08
Wind-1 | 8021 | 0.08
Wind-1 | 8022 | 0.08
Wind-1 | 8023 | 0.08
Wind-1 | 8024 | 0.08
Wind-1 | 8025 | 0.08
Wind-1 | 8026 | 0.08
Wind-1 | 8027 | 0.08
Wind-1 | 8028 | 0.08
Wind-1 | 8029 | 0.08
Wind-1 | 8030 | 0.08
Wind-1 | 8031 | 0.08
Wind-1 | 8032 | 0.08
Wind-1 | 8033 | 0.08
Wind-1 | 8034 | 0.08
Wind-1 | 8035 | 0.08
Wind-1 | 8036 | 0.08
Wind-1 | 8037 | 0.08
Wind-1 | 8038 | 0.08
Wind-1 | 8039 | 0.08
Wind-1 | 8040 | 0.08
Wind-1 | 8041 | 0.08
Wind-1 | 8042 | 0.08
Wind-1 | 8043 | 0.08
Wind-1 | 8044 | 0.08
Wind-1 | 8045 | 0.08
Wind-1 | 8046 | 0.08
Wind-1 | 8047 | 0.08
Wind-1 | 8048 | 0.08
Wind-1 | 8049 | 0.08
Wind-1 | 8050 | 0.08
Wind-1 | 8051 | 0.08
Wind-1 | 8052 | 0.08
Wind-1 | 8053 | 0.08
Wind-1 | 8054 | 0.08
Wind-1 | 8055 | 0.08
Wind-1 | 8056 | 0.08
Wind-1 | 8057 | 0.08
Wind-1 | 8058 | 0.08
Wind-1 | 8059 | 0.08
Wind-1 | 8060 | 0.08
Wind-1 | 8061 | 0.08
Wind-1 | 8062 | 0.08
Wind-1 | 8063 | 0.08
Wind-1 | 8064 | 0.08
Wind-1 | 8065 | 0.08
Wind-1 | 8066 | 0.08
Wind-1 | 8067 | 0.08
Wind-1 | 8068 | 0.08
Wind-1 | 8069 | 0.08
Wind-1 | 8070 | 0.08
Wind-1 | 8071 | 0.08
Wind-1 | 8072 | 0.08
Wind-1 | 8073 | 0.08
Wind-1 | 8074 | 0.08
Wind-1 | 8075 | 0.08
Wind-1 | 8076 | 0.08
Wind-1 | 8077 | 0.08
Wind-1 | 8078 | 0.08
Wind-1 | 8079 | 0.08
Wind-1 | 8080 | 0.08
Wind-1 | 8081 | 0.08
Wind-1 | 8082 | 0.08
Wind-1 | 8083 | 0.08
Wind-1 | 8084 | 0.08
Wind-1 | 8085 | 0.08
Wind-1 | 8086 | 0.08
Wind-1 | 8087 | 0.08
Wind-1 | 8088 | 0.08
Wind-1 | 8089 | 0.08
Wind-1 | 8090 | 0.08
Wind-1 | 8091 | 0.08
Wind-1 | 8092 | 0.08
Wind-1 | 8093 | 0.08
Wind-1 | 8094 | 0.08
Wind-1 | 8095 | 0.08
Wind-1 | 8096 | 0.08
Wind-1 | 8097 | 0.08
Wind-1 | 8098 | 0.08
Wind-1 | 8099 | 0.08
Wind-1 | 8100 | 0.08
Wind-1 | 8101 | 0.08
Wind-1 | 8102 | 0.08
Wind-1 | 8103 | 0.08
Wind-1 | 8104 | 0.08
Wind-1 | 8105 | 0.08
Wind-1 | 8106 | 0.08
Wind-1 | 8107 | 0.08
Wind-1 | 8108 | 0.08
Wind-1 | 8109 | 0.08
Wind-1 | 8110 | 0.08
Wind-1 | 8111 | 0.08
Wind-1 | 8112 | 0.08
Wind-1 | 8113 | 0.08
Wind-1 | 8114 | 0.08
Wind-1 | 8115 | 0.08
Wind-1 | 8116 | 0.08
Wind-1 | 8117 | 0.08
Wind-1 | 8118 | 0.08
Wind-1 | 8119 | 0.08
Wind-1 | 8120 | 0.08
Wind-1 | 8121 | 0.08
Wind-1 | 8122 | 0.08
Wind-1 | 8123 | 0.08
Wind-1 | 8124 | 0.08
Wind-1 | 8125 | 0.08
Wind-1 | 8126 | 0.08
Wind-1 | 8127 | 0.08
Wind-1 | 8128 | 0.08
Wind-1 | 8129 | 0.08
Wind-1 | 8130 | 0.08
Wind-1 | 8131 | 0.08
Wind-1 | 8132 | 0.08
Wind-1 | 8133 | 0.08
Wind-1 | 8134 | 0.08
Wind-1 | 8135 | 0.08
Wind-1 | 8136 | 0.08
Wind-1 | 8137 | 0.08
Wind-1 | 8138 | 0.08
Wind-1 | 8139 | 0.08
Wind-1 | 8140 | 0.08
Wind-1 | 8141 | 0.08
Wind-1 | 8142 | 0.08
Wind-1 | 8143 | 0.08
Wind-1 | 8144 | 0.08
Wind-1 | 8145 | 0.08
Wind-1 | 8146 | 0.08
Wind-1 | 8147 | 0.08
Wind-1 | 8148 | 0.08
Wind-1 | 8149 | 0.08
Wind-1 | 8150 | 0.08
Wind-1 | 8151 | 0.08
Wind-1 | 8152 | 0.08
Wind-1 | 8153 | 0.08
Wind-1 | 8154 | 0.08
Wind-1 | 8155 | 0.08
Wind-1 | 8156 | 0.08
Wind-1 | 8157 | 0.08
Wind-1 | 8158 | 0.08
Wind-1 | 8159 | 0.08
Wind-1 | 8160 | 0.08
Wind-1 | 8161 | 0.08
Wind-1 | 8162 | 0.08
Wind-1 | 8163 | 0.08
Wind-1 | 8164 | 0.08
Wind-1 | 8165 | 0.08
Wind-1 | 8166 | 0.08
Wind-1 | 8167 | 0.08
Wind-1 | 8168 | 0.08
Wind-1 | 8169 | 0.08
Wind-1 | 8170 | 0.08
Wind-1 | 8171 | 0.08
Wind-1 | 8172 | 0.08
Wind-1 | 8173 | 0.08
Wind-1 | 8174 | 0.08
Wind-1 | 8175 | 0.08
Wind-1 | 8176 | 0.08
Wind-1 | 8177 | 0.08
Wind-1 | 8178 | 0.08
Wind-1 | 8179 | 0.08
Wind-1 | 8180 | 0.08
Wind-1 | 8181 | 0.08
Wind-1 | 8182 | 0.08
Wind-1 | 8183 | 0.08
Wind-1 | 8184 | 0.08
Wind-1 | 8185 | 0.08
Wind-1 | 8186 | 0.08
Wind-1 | 8187 | 0.08
Wind-1 | 8188 | 0.08
Wind-1 | 8189 | 0.08
Wind-1 | 8190 | 0.08
Wind-1 | 8191 | 0.08
Wind-1 | 8192 | 0.08
Wind-1 | 8193 | 0.08
Wind-1 | 8194 | 0.08
Wind-1 | 8195 | 0.08
Wind-1 | 8196 | 0.08
Wind-1 | 8197 | 0.08
Wind-1 | 8198 | 0.08
Wind-1 | 8199 | 0.08
Wind-1 | 8200 | 0.08
Wind-1 | 8201 | 0.08
Wind-1 | 8202 | 0.08
Wind-1 | 8203 | 0.08
Wind-1 | 8204 | 0.08
Wind-1 | 8205 | 0.08
Wind-1 | 8206 | 0.08
Wind-1 | 8207 | 0.08
Wind-1 | 8208 | 0.08
Wind-1 | 8209 | 0.08
Wind-1 | 8210 | 0.08
Wind-1 | 8211 | 0.08
Wind-1 | 8212 | 0.08
Wind-1 | 8213 | 0.08
Wind-1 | 8214 | 0.08
Wind-1 | 8215 | 0.08
Wind-1 | 8216 | 0.08
Wind-1 | 8217 | 0.08
Wind-1 | 8218 | 0.08
Wind-1 | 8219 | 0.08
Wind-1 | 8220 | 0.08
Wind-1 | 8221 | 0.08
Wind-1 | 8222 | 0.08
Wind-1 | 8223 | 0.08
Wind-1 | 8224 | 0.08
Wind-1 | 8225 | 0.08
Wind-1 | 8226 | 0.08
Wind-1 | 8227 | 0.08
Wind-1 | 8228 | 0.08
Wind-1 | 8229 | 0.08
Wind-1 | 8230 | 0.08
Wind-1 | 8231 | 0.08
Wind-1 | 8232 | 0.08
Wind-1 | 8233 | 0.08
Wind-1 | 8234 | 0.08
Wind-1 | 8235 | 0.08
Wind-1 | 8236 | 0.08
Wind-1 | 8237 | 0.08
Wind-1 | 8238 | 0.08
Wind-1 | 8239 | 0.08
Wind-1 | 8240 | 0.08
Wind-1 | 8241 | 0.08
Wind-1 | 8242 | 0.08
Wind-1 | 8243 | 0.08
Wind-1 | 8244 | 0.08
Wind-1 | 8245 | 0.08
Wind-1 | 8246 | 0.08
Wind-1 | 8247 | 0.08
Wind-1 | 8248 | 0.08
Wind-1 | 8249 | 0.08
Wind-1 | 8250 | 0.08
Wind-1 | 8251 | 0.08
Wind-1 | 8252 | 0.08
Wind-1 | 8253 | 0.08
Wind-1 | 8254 | 0.08
Wind-1 | 8255 | 0.08
Wind-1 | 8256 | 0.08
Wind-1 | 8257 | 0.08
Wind-1 | 8258 | 0.08
Wind-1 | 8259 | 0.08
Wind-1 | 8260 | 0.08
Wind-1 | 8261 | 0.08
Wind-1 | 8262 | 0.08
Wind-1 | 8263 | 0.08
Wind-1 | 8264 | 0.08
Wind-1 | 8265 | 0.08
Wind-1 | 8266 | 0.08
Wind-1 | 8267 | 0.08
Wind-1 | 8268 | 0.08
Wind-1 | 8269 | 0.08
Wind-1 | 8270 | 0.08
Wind-1 | 8271 | 0.08
Wind-1 | 8272 | 0.08
Wind-1 | 8273 | 0.08
Wind-1 | 8274 | 0.08
Wind-1 | 8275 | 0.08
Wind-1 | 8276 | 0.08
Wind-1 | 8277 | 0.08
Wind-1 | 8278 | 0.08
Wind-1 | 8279 | 0.08
Wind-1 | 8280 | 0.08
Wind-1 | 8281 | 0.08
Wind-1 | 8282 | 0.08
Wind-1 | 8283 | 0.08
Wind-1 | 8284 | 0.08
Wind-1 | 8285 | 0.08
Wind-1 | 8286 | 0.08
Wind-1 | 8287 | 0.08
Wind-1 | 8288 | 0.08
Wind-1 | 8289 | 0.08
Wind-1 | 8290 | 0.08
Wind-1 | 8291 | 0.08
Wind-1 | 8292 | 0.08
Wind-1 | 8293 | 0.08
Wind-1 | 8294 | 0.08
Wind-1 | 8295 | 0.08
Wind-1 | 8296 | 0.08
Wind-1 | 8297 | 0.08
Wind-1 | 8298 | 0.08
Wind-1 | 8299 | 0.08
Wind-1 | 8300 | 0.08
Wind-1 | 8301 | 0.08
Wind-1 | 8302 | 0.08
Wind-1 | 8303 | 0.08
Wind-1 | 8304 | 0.08
Wind-1 | 8305 | 0.08
Wind-1 | 8306 | 0.08
Wind-1 | 8307 | 0.08
Wind-1 | 8308 | 0.08
Wind-1 | 8309 | 0.08
Wind-1 | 8310 | 0.08
Wind-1 | 8311 | 0.08
Wind-1 | 8312 | 0.08
Wind-1 | 8313 | 0.08
Wind-1 | 8314 | 0.08
Wind-1 | 8315 | 0.08
Wind-1 | 8316 | 0.08
Wind-1 | 8317 | 0.08
Wind-1 | 8318 | 0.08
Wind-1 | 8319 | 0.08
Wind-1 | 8320 | 0.08
Wind-1 | 8321 | 0.08
Wind-1 | 8322 | 0.08
Wind-1 | 8323 | 0.08
Wind-1 | 8324 | 0.08
Wind-1 | 8325 | 0.08
Wind-1 | 8326 | 0.08
Wind-1 | 8327 | 0.08
Wind-1 | 8328 | 0.08
Wind-1 | 8329 | 0.08
Wind-1 | 8330 | 0.08
Wind-1 | 8331 | 0.08
Wind-1 | 8332 | 0.08
Wind-1 | 8333 | 0.08
Wind-1 | 8334 | 0.08
Wind-1 | 8335 | 0.08
Wind-1 | 8336 | 0.08
Wind-1 | 8337 | 0.08
Wind-1 | 8338 | 0.08
Wind-1 | 8339 | 0.08
Wind-1 | 8340 | 0.08
Wind-1 | 8341 | 0.08
Wind-1 | 8342 | 0.08
Wind-1 | 8343 | 0.08
Wind-1 | 8344 | 0.08
Wind-1 | 8345 | 0.08
Wind-1 | 8346 | 0.08
Wind-1 | 8347 | 0.08
Wind-1 | 8348 | 0.08
Wind-1 | 8349 | 0.08
Wind-1 | 8350 | 0.08
Wind-1 | 8351 | 0.08
Wind-1 | 8352 | 0.08
Wind-1 | 8353 | 0.08
Wind-1 | 8354 | 0.08
Wind-1 | 8355 | 0.08
Wind-1 | 8356 | 0.08
Wind-1 | 8357 | 0.08
Wind-1 | 8358 | 0.08
Wind-1 | 8359 | 0.08
Wind-1 | 8360 | 0.08
Wind-1 | 8361 | 0.08
Wind-1 | 8362 | 0.08
Wind-1 | 8363 | 0.08
Wind-1 | 8364 | 0.08
Wind-1 | 8365 | 0.08
Wind-1 | 8366 | 0.08
Wind-1 | 8367 | 0.08
Wind-1 | 8368 | 0.08
Wind-1 | 8369 | 0.08
Wind-1 | 8370 | 0.08
Wind-1 | 8371 | 0.08
Wind-1 | 8372 | 0.08
Wind-1 | 8373 | 0.08
Wind-1 | 8374 | 0.08
Wind-1 | 8375 | 0.08
Wind-1 | 8376 | 0.08
Wind-1 | 8377 | 0.08
Wind-1 | 8378 | 0.08
Wind-1 | 8379 | 0.08
Wind-1 | 8380 | 0.08
Wind-1 | 8381 | 0.08
Wind-1 | 8382 | 0.08
Wind-1 | 8383 | 0.08
Wind-1 | 8384 | 0.08
Wind-1 | 8385 | 0.08
Wind-1 | 8386 | 0.08
Wind-1 | 8387 | 0.08
Wind-1 | 8388 | 0.08
Wind-1 | 8389 | 0.08
Wind-1 | 8390 | 0.08
Wind-1 | 8391 | 0.08
Wind-1 | 8392 | 0.08
Wind-1 | 8393 | 0.08
Wind-1 | 8394 | 0.08
Wind-1 | 8395 | 0.08
Wind-1 | 8396 | 0.08
Wind-1 | 8397 | 0.08
Wind-1 | 8398 | 0.08
Wind-1 | 8399 | 0.08
Wind-1 | 8400 | 0.08
Wind-1 | 8401 | 0.08
Wind-1 | 8402 | 0.08
Wind-1 | 8403 | 0.08
Wind-1 | 8404 | 0.08
Wind-1 | 8405 | 0.08
Wind-1 | 8406 | 0.08
Wind-1 | 8407 | 0.08
Wind-1 | 8408 | 0.08
Wind-1 | 8409 | 0.08
Wind-1 | 8410 | 0.08
Wind-1 | 8411 | 0.08
Wind-1 | 8412 | 0.08
Wind-1 | 8413 | 0.08
Wind-1 | 8414 | 0.08
Wind-1 | 8415 | 0.08
Wind-1 | 8416 | 0.08
Wind-1 | 8417 | 0.08
Wind-1 | 8418 | 0.08
Wind-1 | 8419 | 0.08
Wind-1 | 8420 | 0.08
Wind-1 | 8421 | 0.08
Wind-1 | 8422 | 0.08
Wind-1 | 8423 | 0.08
Wind-1 | 8424 | 0.08
Wind-1 | 8425 | 0.08
Wind-1 | 8426 | 0.08
Wind-1 | 8427 | 0.08
Wind-1 | 8428 | 0.08
Wind-1 | 8429 | 0.08
Wind-1 | 8430 | 0.08
Wind-1 | 8431 | 0.08
Wind-1 | 8432 | 0.08
Wind-1 | 8433 | 0.08
Wind-1 | 8434 | 0.08
Wind-1 | 8435 | 0.08
Wind-1 | 8436 | 0.08
Wind-1 | 8437 | 0.08
Wind-1 | 8438 | 0.08
Wind-1 | 8439 | 0.08
Wind-1 | 8440 | 0.08
Wind-1 | 8441 | 0.08
Wind-1 | 8442 | 0.08
Wind-1 | 8443 | 0.08
Wind-1 | 8444 | 0.08
Wind-1 | 8445 | 0.08
Wind-1 | 8446 | 0.08
Wind-1 | 8447 | 0.08
Wind-1 | 8448 | 0.08
Wind-1 | 8449 | 0.08
Wind-1 | 8450 | 0.08
Wind-1 | 8451 | 0.08
Wind-1 | 8452 | 0.08
Wind-1 | 8453 | 0.08
Wind-1 | 8454 | 0.08
Wind-1 | 8455 | 0.08
Wind-1 | 8456 | 0.08
Wind-1 | 8457 | 0.08
Wind-1 | 8458 | 0.08
Wind-1 | 8459 | 0.08
Wind-1 | 8460 | 0.08
Wind-1 | 8461 | 0.08
Wind-1 | 8462 | 0.08
Wind-1 | 8463 | 0.08
Wind-1 | 8464 | 0.08
Wind-1 | 8465 | 0.08
Wind-1 | 8466 | 0.08
Wind-1 | 8467 | 0.08
Wind-1 | 8468 | 0.08
Wind-1 | 8469 | 0.08
Wind-1 | 8470 | 0.08
Wind-1 | 8471 | 0.08
Wind-1 | 8472 | 0.08
Wind-1 | 8473 | 0.08
Wind-1 | 8474 | 0.08
Wind-1 | 8475 | 0.08
Wind-1 | 8476 | 0.08
Wind-1 | 8477 | 0.08
Wind-1 | 8478 | 0.08
Wind-1 | 8479 | 0.08
Wind-1 | 8480 | 0.08
Wind-1 | 8481 | 0.08
Wind-1 | 8482 | 0.08
Wind-1 | 8483 | 0.08
Wind-1 | 8484 | 0.08
Wind-1 | 8485 | 0.08
Wind-1 | 8486 | 0.08
Wind-1 | 8487 | 0.08
Wind-1 | 8488 | 0.08
Wind-1 | 8489 | 0.08
Wind-1 | 8490 | 0.08
Wind-1 | 8491 | 0.08
Wind-1 | 8492 | 0.08
Wind-1 | 8493 | 0.08
Wind-1 | 8494 | 0.08
Wind-1 | 8495 | 0.08
Wind-1 | 8496 | 0.08
Wind-1 | 8497 | 0.08
Wind-1 | 8498 | 0.08
Wind-1 | 8499 | 0.08
Wind-1 | 8500 | 0.08
Wind-1 | 8501 | 0.08
Wind-1 | 8502 | 0.08
Wind-1 | 8503 | 0.08
Wind-1 | 8504 | 0.08
Wind-1 | 8505 | 0.08
Wind-1 | 8506 | 0.08
Wind-1 | 8507 | 0.08
Wind-1 | 8508 | 0.08
Wind-1 | 8509 | 0.08
Wind-1 | 8510 | 0.08
Wind-1 | 8511 | 0.08
Wind-1 | 8512 | 0.08
Wind-1 | 8513 | 0.08
Wind-1 | 8514 | 0.08
Wind-1 | 8515 | 0.08
Wind-1 | 8516 | 0.08
Wind-1 | 8517 | 0.08
Wind-1 | 8518 | 0.08
Wind-1 | 8519 | 0.08
Wind-1 | 8520 | 0.08
Wind-1 | 8521 | 0.08
Wind-1 | 8522 | 0.08
Wind-1 | 8523 | 0.08
Wind-1 | 8524 | 0.08
Wind-1 | 8525 | 0.08
Wind-1 | 8526 | 0.08
Wind-1 | 8527 | 0.08
Wind-1 | 8528 | 0.08
Wind-1 | 8529 | 0.08
Wind-1 | 8530 | 0.08
Wind-1 | 8531 | 0.08
Wind-1 | 8532 | 0.08
Wind-1 | 8533 | 0.08
Wind-1 | 8534 | 0.08
Wind-1 | 8535 | 0.08
Wind-1 | 8536 | 0.08
Wind-1 | 8537 | 0.08
Wind-1 | 8538 | 0.08
Wind-1 | 8539 | 0.08
Wind-1 | 8540 | 0.08
Wind-1 | 8541 | 0.08
Wind-1 | 8542 | 0.08
Wind-1 | 8543 | 0.08
Wind-1 | 8544 | 0.08
Wind-1 | 8545 | 0.08
Wind-1 | 8546 | 0.08
Wind-1 | 8547 | 0.08
Wind-1 | 8548 | 0.08
Wind-1 | 8549 | 0.08
Wind-1 | 8550 | 0.08
Wind-1 | 8551 | 0.08
Wind-1 | 8552 | 0.08
Wind-1 | 8553 | 0.08
Wind-1 | 8554 | 0.08
Wind-1 | 8555 | 0.08
Wind-1 | 8556 | 0.08
Wind-1 | 8557 | 0.08
Wind-1 | 8558 | 0.08
Wind-1 | 8559 | 0.08
Wind-1 | 8560 | 0.08
Wind-1 | 8561 | 0.08
Wind-1 | 8562 | 0.08
Wind-1 | 8563 | 0.08
Wind-1 | 8564 | 0.08
Wind-1 | 8565 | 0.08
Wind-1 | 8566 | 0.08
Wind-1 | 8567 | 0.08
Wind-1 | 8568 | 0.08
Wind-1 | 8569 | 0.08
Wind-1 | 8570 | 0.08
Wind-1 | 8571 | 0.08
Wind-1 | 8572 | 0.08
Wind-1 | 8573 | 0.08
Wind-1 | 8574 | 0.08
Wind-1 | 8575 | 0.08
Wind-1 | 8576 | 0.08
Wind-1 | 8577 | 0.08
Wind-1 | 8578 | 0.08
Wind-1 | 8579 | 0.08
Wind-1 | 8580 | 0.08
Wind-1 | 8581 | 0.08
Wind-1 | 8582 | 0.08
Wind-1 | 8583 | 0.08
Wind-1 | 8584 | 0.08
Wind-1 | 8585 | 0.08
Wind-1 | 8586 | 0.08
Wind-1 | 8587 | 0.08
Wind-1 | 8588 | 0.08
Wind-1 | 8589 | 0.08
Wind-1 | 8590 | 0.08
Wind-1 | 8591 | 0.08
Wind-1 | 8592 | 0.08
Wind-1 | 8593 | 0.08
Wind-1 | 8594 | 0.08
Wind-1 | 8595 | 0.08
Wind-1 | 8596 | 0.08
Wind-1 | 8597 | 0.08
Wind-1 | 8598 | 0.08
Wind-1 | 8599 | 0.08
Wind-1 | 8600 | 0.08
Wind-1 | 8601 | 0.08
Wind-1 | 8602 | 0.08
Wind-1 | 8603 | 0.08
Wind-1 | 8604 | 0.08
Wind-1 | 8605 | 0.08
Wind-1 | 8606 | 0.08
Wind-1 | 8607 | 0.08
Wind-1 | 8608 | 0.08
Wind-1 | 8609 | 0.08
Wind-1 | 8610 | 0.08
Wind-1 | 8611 | 0.08
Wind-1 | 8612 | 0.08
Wind-1 | 8613 | 0.08
Wind-1 | 8614 | 0.08
Wind-1 | 8615 | 0.08
Wind-1 | 8616 | 0.08
Wind-1 | 8617 | 0.08
Wind-1 | 8618 | 0.08
Wind-1 | 8619 | 0.08
Wind-1 | 8620 | 0.08
Wind-1 | 8621 | 0.08
Wind-1 | 8622 | 0.08
Wind-1 | 8623 | 0.08
Wind-1 | 8624 | 0.08
Wind-1 | 8625 | 0.08
Wind-1 | 8626 | 0.08
Wind-1 | 8627 | 0.08
Wind-1 | 8628 | 0.08
Wind-1 | 8629 | 0.08
Wind-1 | 8630 | 0.08
Wind-1 | 8631 | 0.08
Wind-1 | 8632 | 0.08
Wind-1 | 8633 | 0.08
Wind-1 | 8634 | 0.08
Wind-1 | 8635 | 0.08
Wind-1 | 8636 | 0.08
Wind-1 | 8637 | 0.08
Wind-1 | 8638 | 0.08
Wind-1 | 8639 | 0.08
Wind-1 | 8640 | 0.08
Wind-1 | 8641 | 0.08
Wind-1 | 8642 | 0.08
Wind-1 | 8643 | 0.08
Wind-1 | 8644 | 0.08
Wind-1 | 8645 | 0.08
Wind-1 | 8646 | 0.08
Wind-1 | 8647 | 0.08
Wind-1 | 8648 | 0.08
Wind-1 | 8649 | 0.08
Wind-1 | 8650 | 0.08
Wind-1 | 8651 | 0.08
Wind-1 | 8652 | 0.08
Wind-1 | 8653 | 0.08
Wind-1 | 8654 | 0.08
Wind-1 | 8655 | 0.08
Wind-1 | 8656 | 0.08
Wind-1 | 8657 | 0.08
Wind-1 | 8658 | 0.08
Wind-1 | 8659 | 0.08
Wind-1 | 8660 | 0.08
Wind-1 | 8661 | 0.08
Wind-1 | 8662 | 0.08
Wind-1 | 8663 | 0.08
Wind-1 | 8664 | 0.08
Wind-1 | 8665 | 0.08
Wind-1 | 8666 | 0.08
Wind-1 | 8667 | 0.08
Wind-1 | 8668 | 0.08
Wind-1 | 8669 | 0.08
Wind-1 | 8670 | 0.08
Wind-1 | 8671 | 0.08
Wind-1 | 8672 | 0.08
Wind-1 | 8673 | 0.08
Wind-1 | 8674 | 0.08
Wind-1 | 8675 | 0.08
Wind-1 | 8676 | 0.08
Wind-1 | 8677 | 0.08
Wind-1 | 8678 | 0.08
Wind-1 | 8679 | 0.08
Wind-1 | 8680 | 0.08
Wind-1 | 8681 | 0.08
Wind-1 | 8682 | 0.08
Wind-1 | 8683 | 0.08
Wind-1 | 8684 | 0.08
Wind-1 | 8685 | 0.08
Wind-1 | 8686 | 0.08
Wind-1 | 8687 | 0.08
Wind-1 | 8688 | 0.08
Wind-1 | 8689 | 0.08
Wind-1 | 8690 | 0.08
Wind-1 | 8691 | 0.08
Wind-1 | 8692 | 0.08
Wind-1 | 8693 | 0.08
Wind-1 | 8694 | 0.08
Wind-1 | 8695 | 0.08
Wind-1 | 8696 | 0.08
Wind-1 | 8697 | 0.08
Wind-1 | 8698 | 0.08
Wind-1 | 8699 | 0.08
Wind-1 | 8700 | 0.08
Wind-1 | 8701 | 0.08
Wind-1 | 8702 | 0.08
Wind-1 | 8703 | 0.08
Wind-1 | 8704 | 0.08
Wind-1 | 8705 | 0.08
Wind-1 | 8706 | 0.08
Wind-1 | 8707 | 0.08
Wind-1 | 8708 | 0.08
Wind-1 | 8709 | 0.08
Wind-1 | 8710 | 0.08
Wind-1 | 8711 | 0.08
Wind-1 | 8712 | 0.08
Wind-1 | 8713 | 0.08
Wind-1 | 8714 | 0.08
Wind-1 | 8715 | 0.08
Wind-1 | 8716 | 0.08
Wind-1 | 8717 | 0.08
Wind-1 | 8718 | 0.08
Wind-1 | 8719 | 0.08
Wind-1 | 8720 | 0.08
Wind-1 | 8721 | 0.08
Wind-1 | 8722 | 0.08
Wind-1 | 8723 | 0.08
Wind-1 | 8724 | 0.08
Wind-1 | 8725 | 0.08
Wind-1 | 8726 | 0.08
Wind-1 | 8727 | 0.08
Wind-1 | 8728 | 0.08
Wind-1 | 8729 | 0.08
Wind-1 | 8730 | 0.08
Wind-1 | 8731 | 0.08
Wind-1 | 8732 | 0.08
Wind-1 | 8733 | 0.08
Wind-1 | 8734 | 0.08
Wind-1 | 8735 | 0.08
Wind-1 | 8736 | 0.08
Wind-1 | 8737 | 0.08
Wind-1 | 8738 | 0.08
Wind-1 | 8739 | 0.08
Wind-1 | 8740 | 0.08
Wind-1 | 8741 | 0.08
Wind-1 | 8742 | 0.08
Wind-1 | 8743 | 0.08
Wind-1 | 8744 | 0.08
Wind-1 | 8745 | 0.08
Wind-1 | 8746 | 0.08
Wind-1 | 8747 | 0.08
Wind-1 | 8748 | 0.08
Wind-1 | 8749 | 0.08
Wind-1 | 8750 | 0.08
Wind-1 | 8751 | 0.08
Wind-1 | 8752 | 0.08
Wind-1 | 8753 | 0.08
Wind-1 | 8754 | 0.08
Wind-1 | 8755 | 0.08
Wind-1 | 8756 | 0.08
Wind-1 | 8757 | 0.08
Wind-1 | 8758 | 0.08
Wind-1 | 8759 | 0.08
Wind-1 | 8760 | 0.08
Wind-2 | 1 | 0.12
Wind-2 | 2 | 0.12
Wind-2 | 3 | 0.12
Wind-2 | 4 | 0.12
Wind-2 | 5 | 0.12
Wind-2 | 6 | 0.12
Wind-2 | 7 | 0.12
Wind-2 | 8 | 0.12
Wind-2 | 9 | 0.12
Wind-2 | 10 | 0.12
Wind-2 | 11 | 0.12
Wind-2 | 12 | 0.12
Wind-2 | 13 | 0.12
Wind-2 | 14 | 0.12
Wind-2 | 15 | 0.12
Wind-2 | 16 | 0.12
Wind-2 | 17 | 0.12
Wind-2 | 18 | 0.12
Wind-2 | 19 | 0.12
Wind-2 | 20 | 0.12
Wind-2 | 21 | 0.12
Wind-2 | 22 | 0.12
Wind-2 | 23 | 0.12
Wind-2 | 24 | 0.12
Wind-2 | 25 | 0.12
Wind-2 | 26 | 0.12
Wind-2 | 27 | 0.12
Wind-2 | 28 | 0.12
Wind-2 | 29 | 0.12
Wind-2 | 30 | 0.12
Wind-2 | 31 | 0.12
Wind-2 | 32 | 0.12
Wind-2 | 33 | 0.12
Wind-2 | 34 | 0.12
Wind-2 | 35 | 0.12
Wind-2 | 36 | 0.12
Wind-2 | 37 | 0.12
Wind-2 | 38 | 0.12
Wind-2 | 39 | 0.12
Wind-2 | 40 | 0.12
Wind-2 | 41 | 0.12
Wind-2 | 42 | 0.12
Wind-2 | 43 | 0.12
Wind-2 | 44 | 0.12
Wind-2 | 45 | 0.12
Wind-2 | 46 | 0.12
Wind-2 | 47 | 0.12
Wind-2 | 48 | 0.12
Wind-2 | 49 | 0.12
Wind-2 | 50 | 0.12
Wind-2 | 51 | 0.12
Wind-2 | 52 | 0.12
Wind-2 | 53 | 0.12
Wind-2 | 54 | 0.12
Wind-2 | 55 | 0.12
Wind-2 | 56 | 0.12
Wind-2 | 57 | 0.12
Wind-2 | 58 | 0.12
Wind-2 | 59 | 0.12
Wind-2 | 60 | 0.12
Wind-2 | 61 | 0.12
Wind-2 | 62 | 0.12
Wind-2 | 63 | 0.12
Wind-2 | 64 | 0.12
Wind-2 | 65 | 0.12
Wind-2 | 66 | 0.12
Wind-2 | 67 | 0.12
Wind-2 | 68 | 0.12
Wind-2 | 69 | 0.12
Wind-2 | 70 | 0.12
Wind-2 | 71 | 0.12
Wind-2 | 72 | 0.12
Wind-2 | 73 | 0.12
Wind-2 | 74 | 0.12
Wind-2 | 75 | 0.12
Wind-2 | 76 | 0.12
Wind-2 | 77 | 0.12
Wind-2 | 78 | 0.12
Wind-2 | 79 | 0.12
Wind-2 | 80 | 0.12
Wind-2 | 81 | 0.12
Wind-2 | 82 | 0.12
Wind-2 | 83 | 0.12
Wind-2 | 84 | 0.12
Wind-2 | 85 | 0.12
Wind-2 | 86 | 0.12
Wind-2 | 87 | 0.12
Wind-2 | 88 | 0.12
Wind-2 | 89 | 0.12
Wind-2 | 90 | 0.12
Wind-2 | 91 | 0.12
Wind-2 | 92 | 0.12
Wind-2 | 93 | 0.12
Wind-2 | 94 | 0.12
Wind-2 | 95 | 0.12
Wind-2 | 96 | 0.12
Wind-2 | 97 | 0.12
Wind-2 | 98 | 0.12
Wind-2 | 99 | 0.12
Wind-2 | 100 | 0.12
Wind-2 | 101 | 0.12
Wind-2 | 102 | 0.12
Wind-2 | 103 | 0.12
Wind-2 | 104 | 0.12
Wind-2 | 105 | 0.12
Wind-2 | 106 | 0.12
Wind-2 | 107 | 0.12
Wind-2 | 108 | 0.12
Wind-2 | 109 | 0.12
Wind-2 | 110 | 0.12
Wind-2 | 111 | 0.12
Wind-2 | 112 | 0.12
Wind-2 | 113 | 0.12
Wind-2 | 114 | 0.12
Wind-2 | 115 | 0.12
Wind-2 | 116 | 0.12
Wind-2 | 117 | 0.12
Wind-2 | 118 | 0.12
Wind-2 | 119 | 0.12
Wind-2 | 120 | 0.12
Wind-2 | 121 | 0.12
Wind-2 | 122 | 0.12
Wind-2 | 123 | 0.12
Wind-2 | 124 | 0.12
Wind-2 | 125 | 0.12
Wind-2 | 126 | 0.12
Wind-2 | 127 | 0.12
Wind-2 | 128 | 0.12
Wind-2 | 129 | 0.12
Wind-2 | 130 | 0.12
Wind-2 | 131 | 0.12
Wind-2 | 132 | 0.12
Wind-2 | 133 | 0.12
Wind-2 | 134 | 0.12
Wind-2 | 135 | 0.12
Wind-2 | 136 | 0.12
Wind-2 | 137 | 0.12
Wind-2 | 138 | 0.12
Wind-2 | 139 | 0.12
Wind-2 | 140 | 0.12
Wind-2 | 141 | 0.12
Wind-2 | 142 | 0.12
Wind-2 | 143 | 0.12
Wind-2 | 144 | 0.12
Wind-2 | 145 | 0.12
Wind-2 | 146 | 0.12
Wind-2 | 147 | 0.12
Wind-2 | 148 | 0.12
Wind-2 | 149 | 0.12
Wind-2 | 150 | 0.12
Wind-2 | 151 | 0.12
Wind-2 | 152 | 0.12
Wind-2 | 153 | 0.12
Wind-2 | 154 | 0.12
Wind-2 | 155 | 0.12
Wind-2 | 156 | 0.12
Wind-2 | 157 | 0.12
Wind-2 | 158 | 0.12
Wind-2 | 159 | 0.12
Wind-2 | 160 | 0.12
Wind-2 | 161 | 0.12
Wind-2 | 162 | 0.12
Wind-2 | 163 | 0.12
Wind-2 | 164 | 0.12
Wind-2 | 165 | 0.12
Wind-2 | 166 | 0.12
Wind-2 | 167 | 0.12
Wind-2 | 168 | 0.12
Wind-2 | 169 | 0.12
Wind-2 | 170 | 0.12
Wind-2 | 171 | 0.12
Wind-2 | 172 | 0.12
Wind-2 | 173 | 0.12
Wind-2 | 174 | 0.12
Wind-2 | 175 | 0.12
Wind-2 | 176 | 0.12
Wind-2 | 177 | 0.12
Wind-2 | 178 | 0.12
Wind-2 | 179 | 0.12
Wind-2 | 180 | 0.12
Wind-2 | 181 | 0.12
Wind-2 | 182 | 0.12
Wind-2 | 183 | 0.12
Wind-2 | 184 | 0.12
Wind-2 | 185 | 0.12
Wind-2 | 186 | 0.12
Wind-2 | 187 | 0.12
Wind-2 | 188 | 0.12
Wind-2 | 189 | 0.12
Wind-2 | 190 | 0.12
Wind-2 | 191 | 0.12
Wind-2 | 192 | 0.12
Wind-2 | 193 | 0.12
Wind-2 | 194 | 0.12
Wind-2 | 195 | 0.12
Wind-2 | 196 | 0.12
Wind-2 | 197 | 0.12
Wind-2 | 198 | 0.12
Wind-2 | 199 | 0.12
Wind-2 | 200 | 0.12
Wind-2 | 201 | 0.12
Wind-2 | 202 | 0.12
Wind-2 | 203 | 0.12
Wind-2 | 204 | 0.12
Wind-2 | 205 | 0.12
Wind-2 | 206 | 0.12
Wind-2 | 207 | 0.12
Wind-2 | 208 | 0.12
Wind-2 | 209 | 0.12
Wind-2 | 210 | 0.12
Wind-2 | 211 | 0.12
Wind-2 | 212 | 0.12
Wind-2 | 213 | 0.12
Wind-2 | 214 | 0.12
Wind-2 | 215 | 0.12
Wind-2 | 216 | 0.12
Wind-2 | 217 | 0.12
Wind-2 | 218 | 0.12
Wind-2 | 219 | 0.12
Wind-2 | 220 | 0.12
Wind-2 | 221 | 0.12
Wind-2 | 222 | 0.12
Wind-2 | 223 | 0.12
Wind-2 | 224 | 0.12
Wind-2 | 225 | 0.12
Wind-2 | 226 | 0.12
Wind-2 | 227 | 0.12
Wind-2 | 228 | 0.12
Wind-2 | 229 | 0.12
Wind-2 | 230 | 0.12
Wind-2 | 231 | 0.12
Wind-2 | 232 | 0.12
Wind-2 | 233 | 0.12
Wind-2 | 234 | 0.12
Wind-2 | 235 | 0.12
Wind-2 | 236 | 0.12
Wind-2 | 237 | 0.12
Wind-2 | 238 | 0.12
Wind-2 | 239 | 0.12
Wind-2 | 240 | 0.12
Wind-2 | 241 | 0.12
Wind-2 | 242 | 0.12
Wind-2 | 243 | 0.12
Wind-2 | 244 | 0.12
Wind-2 | 245 | 0.12
Wind-2 | 246 | 0.12
Wind-2 | 247 | 0.12
Wind-2 | 248 | 0.12
Wind-2 | 249 | 0.12
Wind-2 | 250 | 0.12
Wind-2 | 251 | 0.12
Wind-2 | 252 | 0.12
Wind-2 | 253 | 0.12
Wind-2 | 254 | 0.12
Wind-2 | 255 | 0.12
Wind-2 | 256 | 0.12
Wind-2 | 257 | 0.12
Wind-2 | 258 | 0.12
Wind-2 | 259 | 0.12
Wind-2 | 260 | 0.12
Wind-2 | 261 | 0.12
Wind-2 | 262 | 0.12
Wind-2 | 263 | 0.12
Wind-2 | 264 | 0.12
Wind-2 | 265 | 0.12
Wind-2 | 266 | 0.12
Wind-2 | 267 | 0.12
Wind-2 | 268 | 0.12
Wind-2 | 269 | 0.12
Wind-2 | 270 | 0.12
Wind-2 | 271 | 0.12
Wind-2 | 272 | 0.12
Wind-2 | 273 | 0.12
Wind-2 | 274 | 0.12
Wind-2 | 275 | 0.12
Wind-2 | 276 | 0.12
Wind-2 | 277 | 0.12
Wind-2 | 278 | 0.12
Wind-2 | 279 | 0.12
Wind-2 | 280 | 0.12
Wind-2 | 281 | 0.12
Wind-2 | 282 | 0.12
Wind-2 | 283 | 0.12
Wind-2 | 284 | 0.12
Wind-2 | 285 | 0.12
Wind-2 | 286 | 0.12
Wind-2 | 287 | 0.12
Wind-2 | 288 | 0.12
Wind-2 | 289 | 0.12
Wind-2 | 290 | 0.12
Wind-2 | 291 | 0.12
Wind-2 | 292 | 0.12
Wind-2 | 293 | 0.12
Wind-2 | 294 | 0.12
Wind-2 | 295 | 0.12
Wind-2 | 296 | 0.12
Wind-2 | 297 | 0.12
Wind-2 | 298 | 0.12
Wind-2 | 299 | 0.12
Wind-2 | 300 | 0.12
Wind-2 | 301 | 0.12
Wind-2 | 302 | 0.12
Wind-2 | 303 | 0.12
Wind-2 | 304 | 0.12
Wind-2 | 305 | 0.12
Wind-2 | 306 | 0.12
Wind-2 | 307 | 0.12
Wind-2 | 308 | 0.12
Wind-2 | 309 | 0.12
Wind-2 | 310 | 0.12
Wind-2 | 311 | 0.12
Wind-2 | 312 | 0.12
Wind-2 | 313 | 0.12
Wind-2 | 314 | 0.12
Wind-2 | 315 | 0.12
Wind-2 | 316 | 0.12
Wind-2 | 317 | 0.12
Wind-2 | 318 | 0.12
Wind-2 | 319 | 0.12
Wind-2 | 320 | 0.12
Wind-2 | 321 | 0.12
Wind-2 | 322 | 0.12
Wind-2 | 323 | 0.12
Wind-2 | 324 | 0.12
Wind-2 | 325 | 0.12
Wind-2 | 326 | 0.12
Wind-2 | 327 | 0.12
Wind-2 | 328 | 0.12
Wind-2 | 329 | 0.12
Wind-2 | 330 | 0.12
Wind-2 | 331 | 0.12
Wind-2 | 332 | 0.12
Wind-2 | 333 | 0.12
Wind-2 | 334 | 0.12
Wind-2 | 335 | 0.12
Wind-2 | 336 | 0.12
Wind-2 | 337 | 0.12
Wind-2 | 338 | 0.12
Wind-2 | 339 | 0.12
Wind-2 | 340 | 0.12
Wind-2 | 341 | 0.12
Wind-2 | 342 | 0.12
Wind-2 | 343 | 0.12
Wind-2 | 344 | 0.12
Wind-2 | 345 | 0.12
Wind-2 | 346 | 0.12
Wind-2 | 347 | 0.12
Wind-2 | 348 | 0.12
Wind-2 | 349 | 0.12
Wind-2 | 350 | 0.12
Wind-2 | 351 | 0.12
Wind-2 | 352 | 0.12
Wind-2 | 353 | 0.12
Wind-2 | 354 | 0.12
Wind-2 | 355 | 0.12
Wind-2 | 356 | 0.12
Wind-2 | 357 | 0.12
Wind-2 | 358 | 0.12
Wind-2 | 359 | 0.12
Wind-2 | 360 | 0.12
Wind-2 | 361 | 0.12
Wind-2 | 362 | 0.12
Wind-2 | 363 | 0.12
Wind-2 | 364 | 0.12
Wind-2 | 365 | 0.12
Wind-2 | 366 | 0.12
Wind-2 | 367 | 0.12
Wind-2 | 368 | 0.12
Wind-2 | 369 | 0.12
Wind-2 | 370 | 0.12
Wind-2 | 371 | 0.12
Wind-2 | 372 | 0.12
Wind-2 | 373 | 0.12
Wind-2 | 374 | 0.12
Wind-2 | 375 | 0.12
Wind-2 | 376 | 0.12
Wind-2 | 377 | 0.12
Wind-2 | 378 | 0.12
Wind-2 | 379 | 0.12
Wind-2 | 380 | 0.12
Wind-2 | 381 | 0.12
Wind-2 | 382 | 0.12
Wind-2 | 383 | 0.12
Wind-2 | 384 | 0.12
Wind-2 | 385 | 0.12
Wind-2 | 386 | 0.12
Wind-2 | 387 | 0.12
Wind-2 | 388 | 0.12
Wind-2 | 389 | 0.12
Wind-2 | 390 | 0.12
Wind-2 | 391 | 0.12
Wind-2 | 392 | 0.12
Wind-2 | 393 | 0.12
Wind-2 | 394 | 0.12
Wind-2 | 395 | 0.12
Wind-2 | 396 | 0.12
Wind-2 | 397 | 0.12
Wind-2 | 398 | 0.12
Wind-2 | 399 | 0.12
Wind-2 | 400 | 0.12
Wind-2 | 401 | 0.12
Wind-2 | 402 | 0.12
Wind-2 | 403 | 0.12
Wind-2 | 404 | 0.12
Wind-2 | 405 | 0.12
Wind-2 | 406 | 0.12
Wind-2 | 407 | 0.12
Wind-2 | 408 | 0.12
Wind-2 | 409 | 0.12
Wind-2 | 410 | 0.12
Wind-2 | 411 | 0.12
Wind-2 | 412 | 0.12
Wind-2 | 413 | 0.12
Wind-2 | 414 | 0.12
Wind-2 | 415 | 0.12
Wind-2 | 416 | 0.12
Wind-2 | 417 | 0.12
Wind-2 | 418 | 0.12
Wind-2 | 419 | 0.12
Wind-2 | 420 | 0.12
Wind-2 | 421 | 0.12
Wind-2 | 422 | 0.12
Wind-2 | 423 | 0.12
Wind-2 | 424 | 0.12
Wind-2 | 425 | 0.12
Wind-2 | 426 | 0.12
Wind-2 | 427 | 0.12
Wind-2 | 428 | 0.12
Wind-2 | 429 | 0.12
Wind-2 | 430 | 0.12
Wind-2 | 431 | 0.12
Wind-2 | 432 | 0.12
Wind-2 | 433 | 0.12
Wind-2 | 434 | 0.12
Wind-2 | 435 | 0.12
Wind-2 | 436 | 0.12
Wind-2 | 437 | 0.12
Wind-2 | 438 | 0.12
Wind-2 | 439 | 0.12
Wind-2 | 440 | 0.12
Wind-2 | 441 | 0.12
Wind-2 | 442 | 0.12
Wind-2 | 443 | 0.12
Wind-2 | 444 | 0.12
Wind-2 | 445 | 0.12
Wind-2 | 446 | 0.12
Wind-2 | 447 | 0.12
Wind-2 | 448 | 0.12
Wind-2 | 449 | 0.12
Wind-2 | 450 | 0.12
Wind-2 | 451 | 0.12
Wind-2 | 452 | 0.12
Wind-2 | 453 | 0.12
Wind-2 | 454 | 0.12
Wind-2 | 455 | 0.12
Wind-2 | 456 | 0.12
Wind-2 | 457 | 0.12
Wind-2 | 458 | 0.12
Wind-2 | 459 | 0.12
Wind-2 | 460 | 0.12
Wind-2 | 461 | 0.12
Wind-2 | 462 | 0.12
Wind-2 | 463 | 0.12
Wind-2 | 464 | 0.12
Wind-2 | 465 | 0.12
Wind-2 | 466 | 0.12
Wind-2 | 467 | 0.12
Wind-2 | 468 | 0.12
Wind-2 | 469 | 0.12
Wind-2 | 470 | 0.12
Wind-2 | 471 | 0.12
Wind-2 | 472 | 0.12
Wind-2 | 473 | 0.12
Wind-2 | 474 | 0.12
Wind-2 | 475 | 0.12
Wind-2 | 476 | 0.12
Wind-2 | 477 | 0.12
Wind-2 | 478 | 0.12
Wind-2 | 479 | 0.12
Wind-2 | 480 | 0.12
Wind-2 | 481 | 0.12
Wind-2 | 482 | 0.12
Wind-2 | 483 | 0.12
Wind-2 | 484 | 0.12
Wind-2 | 485 | 0.12
Wind-2 | 486 | 0.12
Wind-2 | 487 | 0.12
Wind-2 | 488 | 0.12
Wind-2 | 489 | 0.12
Wind-2 | 490 | 0.12
Wind-2 | 491 | 0.12
Wind-2 | 492 | 0.12
Wind-2 | 493 | 0.12
Wind-2 | 494 | 0.12
Wind-2 | 495 | 0.12
Wind-2 | 496 | 0.12
Wind-2 | 497 | 0.12
Wind-2 | 498 | 0.12
Wind-2 | 499 | 0.12
Wind-2 | 500 | 0.12
Wind-2 | 501 | 0.12
Wind-2 | 502 | 0.12
Wind-2 | 503 | 0.12
Wind-2 | 504 | 0.12
Wind-2 | 505 | 0.12
Wind-2 | 506 | 0.12
Wind-2 | 507 | 0.12
Wind-2 | 508 | 0.12
Wind-2 | 509 | 0.12
Wind-2 | 510 | 0.12
Wind-2 | 511 | 0.12
Wind-2 | 512 | 0.12
Wind-2 | 513 | 0.12
Wind-2 | 514 | 0.12
Wind-2 | 515 | 0.12
Wind-2 | 516 | 0.12
Wind-2 | 517 | 0.12
Wind-2 | 518 | 0.12
Wind-2 | 519 | 0.12
Wind-2 | 520 | 0.12
Wind-2 | 521 | 0.12
Wind-2 | 522 | 0.12
Wind-2 | 523 | 0.12
Wind-2 | 524 | 0.12
Wind-2 | 525 | 0.12
Wind-2 | 526 | 0.12
Wind-2 | 527 | 0.12
Wind-2 | 528 | 0.12
Wind-2 | 529 | 0.12
Wind-2 | 530 | 0.12
Wind-2 | 531 | 0.12
Wind-2 | 532 | 0.12
Wind-2 | 533 | 0.12
Wind-2 | 534 | 0.12
Wind-2 | 535 | 0.12
Wind-2 | 536 | 0.12
Wind-2 | 537 | 0.12
Wind-2 | 538 | 0.12
Wind-2 | 539 | 0.12
Wind-2 | 540 | 0.12
Wind-2 | 541 | 0.12
Wind-2 | 542 | 0.12
Wind-2 | 543 | 0.12
Wind-2 | 544 | 0.12
Wind-2 | 545 | 0.12
Wind-2 | 546 | 0.12
Wind-2 | 547 | 0.12
Wind-2 | 548 | 0.12
Wind-2 | 549 | 0.12
Wind-2 | 550 | 0.12
Wind-2 | 551 | 0.12
Wind-2 | 552 | 0.12
Wind-2 | 553 | 0.12
Wind-2 | 554 | 0.12
Wind-2 | 555 | 0.12
Wind-2 | 556 | 0.12
Wind-2 | 557 | 0.12
Wind-2 | 558 | 0.12
Wind-2 | 559 | 0.12
Wind-2 | 560 | 0.12
Wind-2 | 561 | 0.12
Wind-2 | 562 | 0.12
Wind-2 | 563 | 0.12
Wind-2 | 564 | 0.12
Wind-2 | 565 | 0.12
Wind-2 | 566 | 0.12
Wind-2 | 567 | 0.12
Wind-2 | 568 | 0.12
Wind-2 | 569 | 0.12
Wind-2 | 570 | 0.12
Wind-2 | 571 | 0.12
Wind-2 | 572 | 0.12
Wind-2 | 573 | 0.12
Wind-2 | 574 | 0.12
Wind-2 | 575 | 0.12
Wind-2 | 576 | 0.12
Wind-2 | 577 | 0.12
Wind-2 | 578 | 0.12
Wind-2 | 579 | 0.12
Wind-2 | 580 | 0.12
Wind-2 | 581 | 0.12
Wind-2 | 582 | 0.12
Wind-2 | 583 | 0.12
Wind-2 | 584 | 0.12
Wind-2 | 585 | 0.12
Wind-2 | 586 | 0.12
Wind-2 | 587 | 0.12
Wind-2 | 588 | 0.12
Wind-2 | 589 | 0.12
Wind-2 | 590 | 0.12
Wind-2 | 591 | 0.12
Wind-2 | 592 | 0.12
Wind-2 | 593 | 0.12
Wind-2 | 594 | 0.12
Wind-2 | 595 | 0.12
Wind-2 | 596 | 0.12
Wind-2 | 597 | 0.12
Wind-2 | 598 | 0.12
Wind-2 | 599 | 0.12
Wind-2 | 600 | 0.12
Wind-2 | 601 | 0.12
Wind-2 | 602 | 0.12
Wind-2 | 603 | 0.12
Wind-2 | 604 | 0.12
Wind-2 | 605 | 0.12
Wind-2 | 606 | 0.12
Wind-2 | 607 | 0.12
Wind-2 | 608 | 0.12
Wind-2 | 609 | 0.12
Wind-2 | 610 | 0.12
Wind-2 | 611 | 0.12
Wind-2 | 612 | 0.12
Wind-2 | 613 | 0.12
Wind-2 | 614 | 0.12
Wind-2 | 615 | 0.12
Wind-2 | 616 | 0.12
Wind-2 | 617 | 0.12
Wind-2 | 618 | 0.12
Wind-2 | 619 | 0.12
Wind-2 | 620 | 0.12
Wind-2 | 621 | 0.12
Wind-2 | 622 | 0.12
Wind-2 | 623 | 0.12
Wind-2 | 624 | 0.12
Wind-2 | 625 | 0.12
Wind-2 | 626 | 0.12
Wind-2 | 627 | 0.12
Wind-2 | 628 | 0.12
Wind-2 | 629 | 0.12
Wind-2 | 630 | 0.12
Wind-2 | 631 | 0.12
Wind-2 | 632 | 0.12
Wind-2 | 633 | 0.12
Wind-2 | 634 | 0.12
Wind-2 | 635 | 0.12
Wind-2 | 636 | 0.12
Wind-2 | 637 | 0.12
Wind-2 | 638 | 0.12
Wind-2 | 639 | 0.12
Wind-2 | 640 | 0.12
Wind-2 | 641 | 0.12
Wind-2 | 642 | 0.12
Wind-2 | 643 | 0.12
Wind-2 | 644 | 0.12
Wind-2 | 645 | 0.12
Wind-2 | 646 | 0.12
Wind-2 | 647 | 0.12
Wind-2 | 648 | 0.12
Wind-2 | 649 | 0.12
Wind-2 | 650 | 0.12
Wind-2 | 651 | 0.12
Wind-2 | 652 | 0.12
Wind-2 | 653 | 0.12
Wind-2 | 654 | 0.12
Wind-2 | 655 | 0.12
Wind-2 | 656 | 0.12
Wind-2 | 657 | 0.12
Wind-2 | 658 | 0.12
Wind-2 | 659 | 0.12
Wind-2 | 660 | 0.12
Wind-2 | 661 | 0.12
Wind-2 | 662 | 0.12
Wind-2 | 663 | 0.12
Wind-2 | 664 | 0.12
Wind-2 | 665 | 0.12
Wind-2 | 666 | 0.12
Wind-2 | 667 | 0.12
Wind-2 | 668 | 0.12
Wind-2 | 669 | 0.12
Wind-2 | 670 | 0.12
Wind-2 | 671 | 0.12
Wind-2 | 672 | 0.12
Wind-2 | 673 | 0.12
Wind-2 | 674 | 0.12
Wind-2 | 675 | 0.12
Wind-2 | 676 | 0.12
Wind-2 | 677 | 0.12
Wind-2 | 678 | 0.12
Wind-2 | 679 | 0.12
Wind-2 | 680 | 0.12
Wind-2 | 681 | 0.12
Wind-2 | 682 | 0.12
Wind-2 | 683 | 0.12
Wind-2 | 684 | 0.12
Wind-2 | 685 | 0.12
Wind-2 | 686 | 0.12
Wind-2 | 687 | 0.12
Wind-2 | 688 | 0.12
Wind-2 | 689 | 0.12
Wind-2 | 690 | 0.12
Wind-2 | 691 | 0.12
Wind-2 | 692 | 0.12
Wind-2 | 693 | 0.12
Wind-2 | 694 | 0.12
Wind-2 | 695 | 0.12
Wind-2 | 696 | 0.12
Wind-2 | 697 | 0.12
Wind-2 | 698 | 0.12
Wind-2 | 699 | 0.12
Wind-2 | 700 | 0.12
Wind-2 | 701 | 0.12
Wind-2 | 702 | 0.12
Wind-2 | 703 | 0.12
Wind-2 | 704 | 0.12
Wind-2 | 705 | 0.12
Wind-2 | 706 | 0.12
Wind-2 | 707 | 0.12
Wind-2 | 708 | 0.12
Wind-2 | 709 | 0.12
Wind-2 | 710 | 0.12
Wind-2 | 711 | 0.12
Wind-2 | 712 | 0.12
Wind-2 | 713 | 0.12
Wind-2 | 714 | 0.12
Wind-2 | 715 | 0.12
Wind-2 | 716 | 0.12
Wind-2 | 717 | 0.12
Wind-2 | 718 | 0.12
Wind-2 | 719 | 0.12
Wind-2 | 720 | 0.12
Wind-2 | 721 | 0.12
Wind-2 | 722 | 0.12
Wind-2 | 723 | 0.12
Wind-2 | 724 | 0.12
Wind-2 | 725 | 0.12
Wind-2 | 726 | 0.12
Wind-2 | 727 | 0.12
Wind-2 | 728 | 0.12
Wind-2 | 729 | 0.12
Wind-2 | 730 | 0.12
Wind-2 | 731 | 0.12
Wind-2 | 732 | 0.12
Wind-2 | 733 | 0.12
Wind-2 | 734 | 0.12
Wind-2 | 735 | 0.12
Wind-2 | 736 | 0.12
Wind-2 | 737 | 0.12
Wind-2 | 738 | 0.12
Wind-2 | 739 | 0.12
Wind-2 | 740 | 0.12
Wind-2 | 741 | 0.12
Wind-2 | 742 | 0.12
Wind-2 | 743 | 0.12
Wind-2 | 744 | 0.12
Wind-2 | 745 | 0.12
Wind-2 | 746 | 0.12
Wind-2 | 747 | 0.12
Wind-2 | 748 | 0.12
Wind-2 | 749 | 0.12
Wind-2 | 750 | 0.12
Wind-2 | 751 | 0.12
Wind-2 | 752 | 0.12
Wind-2 | 753 | 0.12
Wind-2 | 754 | 0.12
Wind-2 | 755 | 0.12
Wind-2 | 756 | 0.12
Wind-2 | 757 | 0.12
Wind-2 | 758 | 0.12
Wind-2 | 759 | 0.12
Wind-2 | 760 | 0.12
Wind-2 | 761 | 0.12
Wind-2 | 762 | 0.12
Wind-2 | 763 | 0.12
Wind-2 | 764 | 0.12
Wind-2 | 765 | 0.12
Wind-2 | 766 | 0.12
Wind-2 | 767 | 0.12
Wind-2 | 768 | 0.12
Wind-2 | 769 | 0.12
Wind-2 | 770 | 0.12
Wind-2 | 771 | 0.12
Wind-2 | 772 | 0.12
Wind-2 | 773 | 0.12
Wind-2 | 774 | 0.12
Wind-2 | 775 | 0.12
Wind-2 | 776 | 0.12
Wind-2 | 777 | 0.12
Wind-2 | 778 | 0.12
Wind-2 | 779 | 0.12
Wind-2 | 780 | 0.12
Wind-2 | 781 | 0.12
Wind-2 | 782 | 0.12
Wind-2 | 783 | 0.12
Wind-2 | 784 | 0.12
Wind-2 | 785 | 0.12
Wind-2 | 786 | 0.12
Wind-2 | 787 | 0.12
Wind-2 | 788 | 0.12
Wind-2 | 789 | 0.12
Wind-2 | 790 | 0.12
Wind-2 | 791 | 0.12
Wind-2 | 792 | 0.12
Wind-2 | 793 | 0.12
Wind-2 | 794 | 0.12
Wind-2 | 795 | 0.12
Wind-2 | 796 | 0.12
Wind-2 | 797 | 0.12
Wind-2 | 798 | 0.12
Wind-2 | 799 | 0.12
Wind-2 | 800 | 0.12
Wind-2 | 801 | 0.12
Wind-2 | 802 | 0.12
Wind-2 | 803 | 0.12
Wind-2 | 804 | 0.12
Wind-2 | 805 | 0.12
Wind-2 | 806 | 0.12
Wind-2 | 807 | 0.12
Wind-2 | 808 | 0.12
Wind-2 | 809 | 0.12
Wind-2 | 810 | 0.12
Wind-2 | 811 | 0.12
Wind-2 | 812 | 0.12
Wind-2 | 813 | 0.12
Wind-2 | 814 | 0.12
Wind-2 | 815 | 0.12
Wind-2 | 816 | 0.12
Wind-2 | 817 | 0.12
Wind-2 | 818 | 0.12
Wind-2 | 819 | 0.12
Wind-2 | 820 | 0.12
Wind-2 | 821 | 0.12
Wind-2 | 822 | 0.12
Wind-2 | 823 | 0.12
Wind-2 | 824 | 0.12
Wind-2 | 825 | 0.12
Wind-2 | 826 | 0.12
Wind-2 | 827 | 0.12
Wind-2 | 828 | 0.12
Wind-2 | 829 | 0.12
Wind-2 | 830 | 0.12
Wind-2 | 831 | 0.12
Wind-2 | 832 | 0.12
Wind-2 | 833 | 0.12
Wind-2 | 834 | 0.12
Wind-2 | 835 | 0.12
Wind-2 | 836 | 0.12
Wind-2 | 837 | 0.12
Wind-2 | 838 | 0.12
Wind-2 | 839 | 0.12
Wind-2 | 840 | 0.12
Wind-2 | 841 | 0.12
Wind-2 | 842 | 0.12
Wind-2 | 843 | 0.12
Wind-2 | 844 | 0.12
Wind-2 | 845 | 0.12
Wind-2 | 846 | 0.12
Wind-2 | 847 | 0.12
Wind-2 | 848 | 0.12
Wind-2 | 849 | 0.12
Wind-2 | 850 | 0.12
Wind-2 | 851 | 0.12
Wind-2 | 852 | 0.12
Wind-2 | 853 | 0.12
Wind-2 | 854 | 0.12
Wind-2 | 855 | 0.12
Wind-2 | 856 | 0.12
Wind-2 | 857 | 0.12
Wind-2 | 858 | 0.12
Wind-2 | 859 | 0.12
Wind-2 | 860 | 0.12
Wind-2 | 861 | 0.12
Wind-2 | 862 | 0.12
Wind-2 | 863 | 0.12
Wind-2 | 864 | 0.12
Wind-2 | 865 | 0.12
Wind-2 | 866 | 0.12
Wind-2 | 867 | 0.12
Wind-2 | 868 | 0.12
Wind-2 | 869 | 0.12
Wind-2 | 870 | 0.12
Wind-2 | 871 | 0.12
Wind-2 | 872 | 0.12
Wind-2 | 873 | 0.12
Wind-2 | 874 | 0.12
Wind-2 | 875 | 0.12
Wind-2 | 876 | 0.12
Wind-2 | 877 | 0.12
Wind-2 | 878 | 0.12
Wind-2 | 879 | 0.12
Wind-2 | 880 | 0.12
Wind-2 | 881 | 0.12
Wind-2 | 882 | 0.12
Wind-2 | 883 | 0.12
Wind-2 | 884 | 0.12
Wind-2 | 885 | 0.12
Wind-2 | 886 | 0.12
Wind-2 | 887 | 0.12
Wind-2 | 888 | 0.12
Wind-2 | 889 | 0.12
Wind-2 | 890 | 0.12
Wind-2 | 891 | 0.12
Wind-2 | 892 | 0.12
Wind-2 | 893 | 0.12
Wind-2 | 894 | 0.12
Wind-2 | 895 | 0.12
Wind-2 | 896 | 0.12
Wind-2 | 897 | 0.12
Wind-2 | 898 | 0.12
Wind-2 | 899 | 0.12
Wind-2 | 900 | 0.12
Wind-2 | 901 | 0.12
Wind-2 | 902 | 0.12
Wind-2 | 903 | 0.12
Wind-2 | 904 | 0.12
Wind-2 | 905 | 0.12
Wind-2 | 906 | 0.12
Wind-2 | 907 | 0.12
Wind-2 | 908 | 0.12
Wind-2 | 909 | 0.12
Wind-2 | 910 | 0.12
Wind-2 | 911 | 0.12
Wind-2 | 912 | 0.12
Wind-2 | 913 | 0.12
Wind-2 | 914 | 0.12
Wind-2 | 915 | 0.12
Wind-2 | 916 | 0.12
Wind-2 | 917 | 0.12
Wind-2 | 918 | 0.12
Wind-2 | 919 | 0.12
Wind-2 | 920 | 0.12
Wind-2 | 921 | 0.12
Wind-2 | 922 | 0.12
Wind-2 | 923 | 0.12
Wind-2 | 924 | 0.12
Wind-2 | 925 | 0.12
Wind-2 | 926 | 0.12
Wind-2 | 927 | 0.12
Wind-2 | 928 | 0.12
Wind-2 | 929 | 0.12
Wind-2 | 930 | 0.12
Wind-2 | 931 | 0.12
Wind-2 | 932 | 0.12
Wind-2 | 933 | 0.12
Wind-2 | 934 | 0.12
Wind-2 | 935 | 0.12
Wind-2 | 936 | 0.12
Wind-2 | 937 | 0.12
Wind-2 | 938 | 0.12
Wind-2 | 939 | 0.12
Wind-2 | 940 | 0.12
Wind-2 | 941 | 0.12
Wind-2 | 942 | 0.12
Wind-2 | 943 | 0.12
Wind-2 | 944 | 0.12
Wind-2 | 945 | 0.12
Wind-2 | 946 | 0.12
Wind-2 | 947 | 0.12
Wind-2 | 948 | 0.12
Wind-2 | 949 | 0.12
Wind-2 | 950 | 0.12
Wind-2 | 951 | 0.12
Wind-2 | 952 | 0.12
Wind-2 | 953 | 0.12
Wind-2 | 954 | 0.12
Wind-2 | 955 | 0.12
Wind-2 | 956 | 0.12
Wind-2 | 957 | 0.12
Wind-2 | 958 | 0.12
Wind-2 | 959 | 0.12
Wind-2 | 960 | 0.12
Wind-2 | 961 | 0.12
Wind-2 | 962 | 0.12
Wind-2 | 963 | 0.12
Wind-2 | 964 | 0.12
Wind-2 | 965 | 0.12
Wind-2 | 966 | 0.12
Wind-2 | 967 | 0.12
Wind-2 | 968 | 0.12
Wind-2 | 969 | 0.12
Wind-2 | 970 | 0.12
Wind-2 | 971 | 0.12
Wind-2 | 972 | 0.12
Wind-2 | 973 | 0.12
Wind-2 | 974 | 0.12
Wind-2 | 975 | 0.12
Wind-2 | 976 | 0.12
Wind-2 | 977 | 0.12
Wind-2 | 978 | 0.12
Wind-2 | 979 | 0.12
Wind-2 | 980 | 0.12
Wind-2 | 981 | 0.12
Wind-2 | 982 | 0.12
Wind-2 | 983 | 0.12
Wind-2 | 984 | 0.12
Wind-2 | 985 | 0.12
Wind-2 | 986 | 0.12
Wind-2 | 987 | 0.12
Wind-2 | 988 | 0.12
Wind-2 | 989 | 0.12
Wind-2 | 990 | 0.12
Wind-2 | 991 | 0.12
Wind-2 | 992 | 0.12
Wind-2 | 993 | 0.12
Wind-2 | 994 | 0.12
Wind-2 | 995 | 0.12
Wind-2 | 996 | 0.12
Wind-2 | 997 | 0.12
Wind-2 | 998 | 0.12
Wind-2 | 999 | 0.12
Wind-2 | 1000 | 0.12
Wind-2 | 1001 | 0.12
Wind-2 | 1002 | 0.12
Wind-2 | 1003 | 0.12
Wind-2 | 1004 | 0.12
Wind-2 | 1005 | 0.12
Wind-2 | 1006 | 0.12
Wind-2 | 1007 | 0.12
Wind-2 | 1008 | 0.12
Wind-2 | 1009 | 0.12
Wind-2 | 1010 | 0.12
Wind-2 | 1011 | 0.12
Wind-2 | 1012 | 0.12
Wind-2 | 1013 | 0.12
Wind-2 | 1014 | 0.12
Wind-2 | 1015 | 0.12
Wind-2 | 1016 | 0.12
Wind-2 | 1017 | 0.12
Wind-2 | 1018 | 0.12
Wind-2 | 1019 | 0.12
Wind-2 | 1020 | 0.12
Wind-2 | 1021 | 0.12
Wind-2 | 1022 | 0.12
Wind-2 | 1023 | 0.12
Wind-2 | 1024 | 0.12
Wind-2 | 1025 | 0.12
Wind-2 | 1026 | 0.12
Wind-2 | 1027 | 0.12
Wind-2 | 1028 | 0.12
Wind-2 | 1029 | 0.12
Wind-2 | 1030 | 0.12
Wind-2 | 1031 | 0.12
Wind-2 | 1032 | 0.12
Wind-2 | 1033 | 0.12
Wind-2 | 1034 | 0.12
Wind-2 | 1035 | 0.12
Wind-2 | 1036 | 0.12
Wind-2 | 1037 | 0.12
Wind-2 | 1038 | 0.12
Wind-2 | 1039 | 0.12
Wind-2 | 1040 | 0.12
Wind-2 | 1041 | 0.12
Wind-2 | 1042 | 0.12
Wind-2 | 1043 | 0.12
Wind-2 | 1044 | 0.12
Wind-2 | 1045 | 0.12
Wind-2 | 1046 | 0.12
Wind-2 | 1047 | 0.12
Wind-2 | 1048 | 0.12
Wind-2 | 1049 | 0.12
Wind-2 | 1050 | 0.12
Wind-2 | 1051 | 0.12
Wind-2 | 1052 | 0.12
Wind-2 | 1053 | 0.12
Wind-2 | 1054 | 0.12
Wind-2 | 1055 | 0.12
Wind-2 | 1056 | 0.12
Wind-2 | 1057 | 0.12
Wind-2 | 1058 | 0.12
Wind-2 | 1059 | 0.12
Wind-2 | 1060 | 0.12
Wind-2 | 1061 | 0.12
Wind-2 | 1062 | 0.12
Wind-2 | 1063 | 0.12
Wind-2 | 1064 | 0.12
Wind-2 | 1065 | 0.12
Wind-2 | 1066 | 0.12
Wind-2 | 1067 | 0.12
Wind-2 | 1068 | 0.12
Wind-2 | 1069 | 0.12
Wind-2 | 1070 | 0.12
Wind-2 | 1071 | 0.12
Wind-2 | 1072 | 0.12
Wind-2 | 1073 | 0.12
Wind-2 | 1074 | 0.12
Wind-2 | 1075 | 0.12
Wind-2 | 1076 | 0.12
Wind-2 | 1077 | 0.12
Wind-2 | 1078 | 0.12
Wind-2 | 1079 | 0.12
Wind-2 | 1080 | 0.12
Wind-2 | 1081 | 0.12
Wind-2 | 1082 | 0.12
Wind-2 | 1083 | 0.12
Wind-2 | 1084 | 0.12
Wind-2 | 1085 | 0.12
Wind-2 | 1086 | 0.12
Wind-2 | 1087 | 0.12
Wind-2 | 1088 | 0.12
Wind-2 | 1089 | 0.12
Wind-2 | 1090 | 0.12
Wind-2 | 1091 | 0.12
Wind-2 | 1092 | 0.12
Wind-2 | 1093 | 0.12
Wind-2 | 1094 | 0.12
Wind-2 | 1095 | 0.12
Wind-2 | 1096 | 0.12
Wind-2 | 1097 | 0.12
Wind-2 | 1098 | 0.12
Wind-2 | 1099 | 0.12
Wind-2 | 1100 | 0.12
Wind-2 | 1101 | 0.12
Wind-2 | 1102 | 0.12
Wind-2 | 1103 | 0.12
Wind-2 | 1104 | 0.12
Wind-2 | 1105 | 0.12
Wind-2 | 1106 | 0.12
Wind-2 | 1107 | 0.12
Wind-2 | 1108 | 0.12
Wind-2 | 1109 | 0.12
Wind-2 | 1110 | 0.12
Wind-2 | 1111 | 0.12
Wind-2 | 1112 | 0.12
Wind-2 | 1113 | 0.12
Wind-2 | 1114 | 0.12
Wind-2 | 1115 | 0.12
Wind-2 | 1116 | 0.12
Wind-2 | 1117 | 0.12
Wind-2 | 1118 | 0.12
Wind-2 | 1119 | 0.12
Wind-2 | 1120 | 0.12
Wind-2 | 1121 | 0.12
Wind-2 | 1122 | 0.12
Wind-2 | 1123 | 0.12
Wind-2 | 1124 | 0.12
Wind-2 | 1125 | 0.12
Wind-2 | 1126 | 0.12
Wind-2 | 1127 | 0.12
Wind-2 | 1128 | 0.12
Wind-2 | 1129 | 0.12
Wind-2 | 1130 | 0.12
Wind-2 | 1131 | 0.12
Wind-2 | 1132 | 0.12
Wind-2 | 1133 | 0.12
Wind-2 | 1134 | 0.12
Wind-2 | 1135 | 0.12
Wind-2 | 1136 | 0.12
Wind-2 | 1137 | 0.12
Wind-2 | 1138 | 0.12
Wind-2 | 1139 | 0.12
Wind-2 | 1140 | 0.12
Wind-2 | 1141 | 0.12
Wind-2 | 1142 | 0.12
Wind-2 | 1143 | 0.12
Wind-2 | 1144 | 0.12
Wind-2 | 1145 | 0.12
Wind-2 | 1146 | 0.12
Wind-2 | 1147 | 0.12
Wind-2 | 1148 | 0.12
Wind-2 | 1149 | 0.12
Wind-2 | 1150 | 0.12
Wind-2 | 1151 | 0.12
Wind-2 | 1152 | 0.12
Wind-2 | 1153 | 0.12
Wind-2 | 1154 | 0.12
Wind-2 | 1155 | 0.12
Wind-2 | 1156 | 0.12
Wind-2 | 1157 | 0.12
Wind-2 | 1158 | 0.12
Wind-2 | 1159 | 0.12
Wind-2 | 1160 | 0.12
Wind-2 | 1161 | 0.12
Wind-2 | 1162 | 0.12
Wind-2 | 1163 | 0.12
Wind-2 | 1164 | 0.12
Wind-2 | 1165 | 0.12
Wind-2 | 1166 | 0.12
Wind-2 | 1167 | 0.12
Wind-2 | 1168 | 0.12
Wind-2 | 1169 | 0.12
Wind-2 | 1170 | 0.12
Wind-2 | 1171 | 0.12
Wind-2 | 1172 | 0.12
Wind-2 | 1173 | 0.12
Wind-2 | 1174 | 0.12
Wind-2 | 1175 | 0.12
Wind-2 | 1176 | 0.12
Wind-2 | 1177 | 0.12
Wind-2 | 1178 | 0.12
Wind-2 | 1179 | 0.12
Wind-2 | 1180 | 0.12
Wind-2 | 1181 | 0.12
Wind-2 | 1182 | 0.12
Wind-2 | 1183 | 0.12
Wind-2 | 1184 | 0.12
Wind-2 | 1185 | 0.12
Wind-2 | 1186 | 0.12
Wind-2 | 1187 | 0.12
Wind-2 | 1188 | 0.12
Wind-2 | 1189 | 0.12
Wind-2 | 1190 | 0.12
Wind-2 | 1191 | 0.12
Wind-2 | 1192 | 0.12
Wind-2 | 1193 | 0.12
Wind-2 | 1194 | 0.12
Wind-2 | 1195 | 0.12
Wind-2 | 1196 | 0.12
Wind-2 | 1197 | 0.12
Wind-2 | 1198 | 0.12
Wind-2 | 1199 | 0.12
Wind-2 | 1200 | 0.12
Wind-2 | 1201 | 0.12
Wind-2 | 1202 | 0.12
Wind-2 | 1203 | 0.12
Wind-2 | 1204 | 0.12
Wind-2 | 1205 | 0.12
Wind-2 | 1206 | 0.12
Wind-2 | 1207 | 0.12
Wind-2 | 1208 | 0.12
Wind-2 | 1209 | 0.12
Wind-2 | 1210 | 0.12
Wind-2 | 1211 | 0.12
Wind-2 | 1212 | 0.12
Wind-2 | 1213 | 0.12
Wind-2 | 1214 | 0.12
Wind-2 | 1215 | 0.12
Wind-2 | 1216 | 0.12
Wind-2 | 1217 | 0.12
Wind-2 | 1218 | 0.12
Wind-2 | 1219 | 0.12
Wind-2 | 1220 | 0.12
Wind-2 | 1221 | 0.12
Wind-2 | 1222 | 0.12
Wind-2 | 1223 | 0.12
Wind-2 | 1224 | 0.12
Wind-2 | 1225 | 0.12
Wind-2 | 1226 | 0.12
Wind-2 | 1227 | 0.12
Wind-2 | 1228 | 0.12
Wind-2 | 1229 | 0.12
Wind-2 | 1230 | 0.12
Wind-2 | 1231 | 0.12
Wind-2 | 1232 | 0.12
Wind-2 | 1233 | 0.12
Wind-2 | 1234 | 0.12
Wind-2 | 1235 | 0.12
Wind-2 | 1236 | 0.12
Wind-2 | 1237 | 0.12
Wind-2 | 1238 | 0.12
Wind-2 | 1239 | 0.12
Wind-2 | 1240 | 0.12
Wind-2 | 1241 | 0.12
Wind-2 | 1242 | 0.12
Wind-2 | 1243 | 0.12
Wind-2 | 1244 | 0.12
Wind-2 | 1245 | 0.12
Wind-2 | 1246 | 0.12
Wind-2 | 1247 | 0.12
Wind-2 | 1248 | 0.12
Wind-2 | 1249 | 0.12
Wind-2 | 1250 | 0.12
Wind-2 | 1251 | 0.12
Wind-2 | 1252 | 0.12
Wind-2 | 1253 | 0.12
Wind-2 | 1254 | 0.12
Wind-2 | 1255 | 0.12
Wind-2 | 1256 | 0.12
Wind-2 | 1257 | 0.12
Wind-2 | 1258 | 0.12
Wind-2 | 1259 | 0.12
Wind-2 | 1260 | 0.12
Wind-2 | 1261 | 0.12
Wind-2 | 1262 | 0.12
Wind-2 | 1263 | 0.12
Wind-2 | 1264 | 0.12
Wind-2 | 1265 | 0.12
Wind-2 | 1266 | 0.12
Wind-2 | 1267 | 0.12
Wind-2 | 1268 | 0.12
Wind-2 | 1269 | 0.12
Wind-2 | 1270 | 0.12
Wind-2 | 1271 | 0.12
Wind-2 | 1272 | 0.12
Wind-2 | 1273 | 0.12
Wind-2 | 1274 | 0.12
Wind-2 | 1275 | 0.12
Wind-2 | 1276 | 0.12
Wind-2 | 1277 | 0.12
Wind-2 | 1278 | 0.12
Wind-2 | 1279 | 0.12
Wind-2 | 1280 | 0.12
Wind-2 | 1281 | 0.12
Wind-2 | 1282 | 0.12
Wind-2 | 1283 | 0.12
Wind-2 | 1284 | 0.12
Wind-2 | 1285 | 0.12
Wind-2 | 1286 | 0.12
Wind-2 | 1287 | 0.12
Wind-2 | 1288 | 0.12
Wind-2 | 1289 | 0.12
Wind-2 | 1290 | 0.12
Wind-2 | 1291 | 0.12
Wind-2 | 1292 | 0.12
Wind-2 | 1293 | 0.12
Wind-2 | 1294 | 0.12
Wind-2 | 1295 | 0.12
Wind-2 | 1296 | 0.12
Wind-2 | 1297 | 0.12
Wind-2 | 1298 | 0.12
Wind-2 | 1299 | 0.12
Wind-2 | 1300 | 0.12
Wind-2 | 1301 | 0.12
Wind-2 | 1302 | 0.12
Wind-2 | 1303 | 0.12
Wind-2 | 1304 | 0.12
Wind-2 | 1305 | 0.12
Wind-2 | 1306 | 0.12
Wind-2 | 1307 | 0.12
Wind-2 | 1308 | 0.12
Wind-2 | 1309 | 0.12
Wind-2 | 1310 | 0.12
Wind-2 | 1311 | 0.12
Wind-2 | 1312 | 0.12
Wind-2 | 1313 | 0.12
Wind-2 | 1314 | 0.12
Wind-2 | 1315 | 0.12
Wind-2 | 1316 | 0.12
Wind-2 | 1317 | 0.12
Wind-2 | 1318 | 0.12
Wind-2 | 1319 | 0.12
Wind-2 | 1320 | 0.12
Wind-2 | 1321 | 0.12
Wind-2 | 1322 | 0.12
Wind-2 | 1323 | 0.12
Wind-2 | 1324 | 0.12
Wind-2 | 1325 | 0.12
Wind-2 | 1326 | 0.12
Wind-2 | 1327 | 0.12
Wind-2 | 1328 | 0.12
Wind-2 | 1329 | 0.12
Wind-2 | 1330 | 0.12
Wind-2 | 1331 | 0.12
Wind-2 | 1332 | 0.12
Wind-2 | 1333 | 0.12
Wind-2 | 1334 | 0.12
Wind-2 | 1335 | 0.12
Wind-2 | 1336 | 0.12
Wind-2 | 1337 | 0.12
Wind-2 | 1338 | 0.12
Wind-2 | 1339 | 0.12
Wind-2 | 1340 | 0.12
Wind-2 | 1341 | 0.12
Wind-2 | 1342 | 0.12
Wind-2 | 1343 | 0.12
Wind-2 | 1344 | 0.12
Wind-2 | 1345 | 0.12
Wind-2 | 1346 | 0.12
Wind-2 | 1347 | 0.12
Wind-2 | 1348 | 0.12
Wind-2 | 1349 | 0.12
Wind-2 | 1350 | 0.12
Wind-2 | 1351 | 0.12
Wind-2 | 1352 | 0.12
Wind-2 | 1353 | 0.12
Wind-2 | 1354 | 0.12
Wind-2 | 1355 | 0.12
Wind-2 | 1356 | 0.12
Wind-2 | 1357 | 0.12
Wind-2 | 1358 | 0.12
Wind-2 | 1359 | 0.12
Wind-2 | 1360 | 0.12
Wind-2 | 1361 | 0.12
Wind-2 | 1362 | 0.12
Wind-2 | 1363 | 0.12
Wind-2 | 1364 | 0.12
Wind-2 | 1365 | 0.12
Wind-2 | 1366 | 0.12
Wind-2 | 1367 | 0.12
Wind-2 | 1368 | 0.12
Wind-2 | 1369 | 0.12
Wind-2 | 1370 | 0.12
Wind-2 | 1371 | 0.12
Wind-2 | 1372 | 0.12
Wind-2 | 1373 | 0.12
Wind-2 | 1374 | 0.12
Wind-2 | 1375 | 0.12
Wind-2 | 1376 | 0.12
Wind-2 | 1377 | 0.12
Wind-2 | 1378 | 0.12
Wind-2 | 1379 | 0.12
Wind-2 | 1380 | 0.12
Wind-2 | 1381 | 0.12
Wind-2 | 1382 | 0.12
Wind-2 | 1383 | 0.12
Wind-2 | 1384 | 0.12
Wind-2 | 1385 | 0.12
Wind-2 | 1386 | 0.12
Wind-2 | 1387 | 0.12
Wind-2 | 1388 | 0.12
Wind-2 | 1389 | 0.12
Wind-2 | 1390 | 0.12
Wind-2 | 1391 | 0.12
Wind-2 | 1392 | 0.12
Wind-2 | 1393 | 0.12
Wind-2 | 1394 | 0.12
Wind-2 | 1395 | 0.12
Wind-2 | 1396 | 0.12
Wind-2 | 1397 | 0.12
Wind-2 | 1398 | 0.12
Wind-2 | 1399 | 0.12
Wind-2 | 1400 | 0.12
Wind-2 | 1401 | 0.12
Wind-2 | 1402 | 0.12
Wind-2 | 1403 | 0.12
Wind-2 | 1404 | 0.12
Wind-2 | 1405 | 0.12
Wind-2 | 1406 | 0.12
Wind-2 | 1407 | 0.12
Wind-2 | 1408 | 0.12
Wind-2 | 1409 | 0.12
Wind-2 | 1410 | 0.12
Wind-2 | 1411 | 0.12
Wind-2 | 1412 | 0.12
Wind-2 | 1413 | 0.12
Wind-2 | 1414 | 0.12
Wind-2 | 1415 | 0.12
Wind-2 | 1416 | 0.12
Wind-2 | 1417 | 0.12
Wind-2 | 1418 | 0.12
Wind-2 | 1419 | 0.12
Wind-2 | 1420 | 0.12
Wind-2 | 1421 | 0.12
Wind-2 | 1422 | 0.12
Wind-2 | 1423 | 0.12
Wind-2 | 1424 | 0.12
Wind-2 | 1425 | 0.12
Wind-2 | 1426 | 0.12
Wind-2 | 1427 | 0.12
Wind-2 | 1428 | 0.12
Wind-2 | 1429 | 0.12
Wind-2 | 1430 | 0.12
Wind-2 | 1431 | 0.12
Wind-2 | 1432 | 0.12
Wind-2 | 1433 | 0.12
Wind-2 | 1434 | 0.12
Wind-2 | 1435 | 0.12
Wind-2 | 1436 | 0.12
Wind-2 | 1437 | 0.12
Wind-2 | 1438 | 0.12
Wind-2 | 1439 | 0.12
Wind-2 | 1440 | 0.12
Wind-2 | 1441 | 0.12
Wind-2 | 1442 | 0.12
Wind-2 | 1443 | 0.12
Wind-2 | 1444 | 0.12
Wind-2 | 1445 | 0.12
Wind-2 | 1446 | 0.12
Wind-2 | 1447 | 0.12
Wind-2 | 1448 | 0.12
Wind-2 | 1449 | 0.12
Wind-2 | 1450 | 0.12
Wind-2 | 1451 | 0.12
Wind-2 | 1452 | 0.12
Wind-2 | 1453 | 0.12
Wind-2 | 1454 | 0.12
Wind-2 | 1455 | 0.12
Wind-2 | 1456 | 0.12
Wind-2 | 1457 | 0.12
Wind-2 | 1458 | 0.12
Wind-2 | 1459 | 0.12
Wind-2 | 1460 | 0.12
Wind-2 | 1461 | 0.12
Wind-2 | 1462 | 0.12
Wind-2 | 1463 | 0.12
Wind-2 | 1464 | 0.12
Wind-2 | 1465 | 0.12
Wind-2 | 1466 | 0.12
Wind-2 | 1467 | 0.12
Wind-2 | 1468 | 0.12
Wind-2 | 1469 | 0.12
Wind-2 | 1470 | 0.12
Wind-2 | 1471 | 0.12
Wind-2 | 1472 | 0.12
Wind-2 | 1473 | 0.12
Wind-2 | 1474 | 0.12
Wind-2 | 1475 | 0.12
Wind-2 | 1476 | 0.12
Wind-2 | 1477 | 0.12
Wind-2 | 1478 | 0.12
Wind-2 | 1479 | 0.12
Wind-2 | 1480 | 0.12
Wind-2 | 1481 | 0.12
Wind-2 | 1482 | 0.12
Wind-2 | 1483 | 0.12
Wind-2 | 1484 | 0.12
Wind-2 | 1485 | 0.12
Wind-2 | 1486 | 0.12
Wind-2 | 1487 | 0.12
Wind-2 | 1488 | 0.12
Wind-2 | 1489 | 0.12
Wind-2 | 1490 | 0.12
Wind-2 | 1491 | 0.12
Wind-2 | 1492 | 0.12
Wind-2 | 1493 | 0.12
Wind-2 | 1494 | 0.12
Wind-2 | 1495 | 0.12
Wind-2 | 1496 | 0.12
Wind-2 | 1497 | 0.12
Wind-2 | 1498 | 0.12
Wind-2 | 1499 | 0.12
Wind-2 | 1500 | 0.12
Wind-2 | 1501 | 0.12
Wind-2 | 1502 | 0.12
Wind-2 | 1503 | 0.12
Wind-2 | 1504 | 0.12
Wind-2 | 1505 | 0.12
Wind-2 | 1506 | 0.12
Wind-2 | 1507 | 0.12
Wind-2 | 1508 | 0.12
Wind-2 | 1509 | 0.12
Wind-2 | 1510 | 0.12
Wind-2 | 1511 | 0.12
Wind-2 | 1512 | 0.12
Wind-2 | 1513 | 0.12
Wind-2 | 1514 | 0.12
Wind-2 | 1515 | 0.12
Wind-2 | 1516 | 0.12
Wind-2 | 1517 | 0.12
Wind-2 | 1518 | 0.12
Wind-2 | 1519 | 0.12
Wind-2 | 1520 | 0.12
Wind-2 | 1521 | 0.12
Wind-2 | 1522 | 0.12
Wind-2 | 1523 | 0.12
Wind-2 | 1524 | 0.12
Wind-2 | 1525 | 0.12
Wind-2 | 1526 | 0.12
Wind-2 | 1527 | 0.12
Wind-2 | 1528 | 0.12
Wind-2 | 1529 | 0.12
Wind-2 | 1530 | 0.12
Wind-2 | 1531 | 0.12
Wind-2 | 1532 | 0.12
Wind-2 | 1533 | 0.12
Wind-2 | 1534 | 0.12
Wind-2 | 1535 | 0.12
Wind-2 | 1536 | 0.12
Wind-2 | 1537 | 0.12
Wind-2 | 1538 | 0.12
Wind-2 | 1539 | 0.12
Wind-2 | 1540 | 0.12
Wind-2 | 1541 | 0.12
Wind-2 | 1542 | 0.12
Wind-2 | 1543 | 0.12
Wind-2 | 1544 | 0.12
Wind-2 | 1545 | 0.12
Wind-2 | 1546 | 0.12
Wind-2 | 1547 | 0.12
Wind-2 | 1548 | 0.12
Wind-2 | 1549 | 0.12
Wind-2 | 1550 | 0.12
Wind-2 | 1551 | 0.12
Wind-2 | 1552 | 0.12
Wind-2 | 1553 | 0.12
Wind-2 | 1554 | 0.12
Wind-2 | 1555 | 0.12
Wind-2 | 1556 | 0.12
Wind-2 | 1557 | 0.12
Wind-2 | 1558 | 0.12
Wind-2 | 1559 | 0.12
Wind-2 | 1560 | 0.12
Wind-2 | 1561 | 0.12
Wind-2 | 1562 | 0.12
Wind-2 | 1563 | 0.12
Wind-2 | 1564 | 0.12
Wind-2 | 1565 | 0.12
Wind-2 | 1566 | 0.12
Wind-2 | 1567 | 0.12
Wind-2 | 1568 | 0.12
Wind-2 | 1569 | 0.12
Wind-2 | 1570 | 0.12
Wind-2 | 1571 | 0.12
Wind-2 | 1572 | 0.12
Wind-2 | 1573 | 0.12
Wind-2 | 1574 | 0.12
Wind-2 | 1575 | 0.12
Wind-2 | 1576 | 0.12
Wind-2 | 1577 | 0.12
Wind-2 | 1578 | 0.12
Wind-2 | 1579 | 0.12
Wind-2 | 1580 | 0.12
Wind-2 | 1581 | 0.12
Wind-2 | 1582 | 0.12
Wind-2 | 1583 | 0.12
Wind-2 | 1584 | 0.12
Wind-2 | 1585 | 0.12
Wind-2 | 1586 | 0.12
Wind-2 | 1587 | 0.12
Wind-2 | 1588 | 0.12
Wind-2 | 1589 | 0.12
Wind-2 | 1590 | 0.12
Wind-2 | 1591 | 0.12
Wind-2 | 1592 | 0.12
Wind-2 | 1593 | 0.12
Wind-2 | 1594 | 0.12
Wind-2 | 1595 | 0.12
Wind-2 | 1596 | 0.12
Wind-2 | 1597 | 0.12
Wind-2 | 1598 | 0.12
Wind-2 | 1599 | 0.12
Wind-2 | 1600 | 0.12
Wind-2 | 1601 | 0.12
Wind-2 | 1602 | 0.12
Wind-2 | 1603 | 0.12
Wind-2 | 1604 | 0.12
Wind-2 | 1605 | 0.12
Wind-2 | 1606 | 0.12
Wind-2 | 1607 | 0.12
Wind-2 | 1608 | 0.12
Wind-2 | 1609 | 0.12
Wind-2 | 1610 | 0.12
Wind-2 | 1611 | 0.12
Wind-2 | 1612 | 0.12
Wind-2 | 1613 | 0.12
Wind-2 | 1614 | 0.12
Wind-2 | 1615 | 0.12
Wind-2 | 1616 | 0.12
Wind-2 | 1617 | 0.12
Wind-2 | 1618 | 0.12
Wind-2 | 1619 | 0.12
Wind-2 | 1620 | 0.12
Wind-2 | 1621 | 0.12
Wind-2 | 1622 | 0.12
Wind-2 | 1623 | 0.12
Wind-2 | 1624 | 0.12
Wind-2 | 1625 | 0.12
Wind-2 | 1626 | 0.12
Wind-2 | 1627 | 0.12
Wind-2 | 1628 | 0.12
Wind-2 | 1629 | 0.12
Wind-2 | 1630 | 0.12
Wind-2 | 1631 | 0.12
Wind-2 | 1632 | 0.12
Wind-2 | 1633 | 0.12
Wind-2 | 1634 | 0.12
Wind-2 | 1635 | 0.12
Wind-2 | 1636 | 0.12
Wind-2 | 1637 | 0.12
Wind-2 | 1638 | 0.12
Wind-2 | 1639 | 0.12
Wind-2 | 1640 | 0.12
Wind-2 | 1641 | 0.12
Wind-2 | 1642 | 0.12
Wind-2 | 1643 | 0.12
Wind-2 | 1644 | 0.12
Wind-2 | 1645 | 0.12
Wind-2 | 1646 | 0.12
Wind-2 | 1647 | 0.12
Wind-2 | 1648 | 0.12
Wind-2 | 1649 | 0.12
Wind-2 | 1650 | 0.12
Wind-2 | 1651 | 0.12
Wind-2 | 1652 | 0.12
Wind-2 | 1653 | 0.12
Wind-2 | 1654 | 0.12
Wind-2 | 1655 | 0.12
Wind-2 | 1656 | 0.12
Wind-2 | 1657 | 0.12
Wind-2 | 1658 | 0.12
Wind-2 | 1659 | 0.12
Wind-2 | 1660 | 0.12
Wind-2 | 1661 | 0.12
Wind-2 | 1662 | 0.12
Wind-2 | 1663 | 0.12
Wind-2 | 1664 | 0.12
Wind-2 | 1665 | 0.12
Wind-2 | 1666 | 0.12
Wind-2 | 1667 | 0.12
Wind-2 | 1668 | 0.12
Wind-2 | 1669 | 0.12
Wind-2 | 1670 | 0.12
Wind-2 | 1671 | 0.12
Wind-2 | 1672 | 0.12
Wind-2 | 1673 | 0.12
Wind-2 | 1674 | 0.12
Wind-2 | 1675 | 0.12
Wind-2 | 1676 | 0.12
Wind-2 | 1677 | 0.12
Wind-2 | 1678 | 0.12
Wind-2 | 1679 | 0.12
Wind-2 | 1680 | 0.12
Wind-2 | 1681 | 0.12
Wind-2 | 1682 | 0.12
Wind-2 | 1683 | 0.12
Wind-2 | 1684 | 0.12
Wind-2 | 1685 | 0.12
Wind-2 | 1686 | 0.12
Wind-2 | 1687 | 0.12
Wind-2 | 1688 | 0.12
Wind-2 | 1689 | 0.12
Wind-2 | 1690 | 0.12
Wind-2 | 1691 | 0.12
Wind-2 | 1692 | 0.12
Wind-2 | 1693 | 0.12
Wind-2 | 1694 | 0.12
Wind-2 | 1695 | 0.12
Wind-2 | 1696 | 0.12
Wind-2 | 1697 | 0.12
Wind-2 | 1698 | 0.12
Wind-2 | 1699 | 0.12
Wind-2 | 1700 | 0.12
Wind-2 | 1701 | 0.12
Wind-2 | 1702 | 0.12
Wind-2 | 1703 | 0.12
Wind-2 | 1704 | 0.12
Wind-2 | 1705 | 0.12
Wind-2 | 1706 | 0.12
Wind-2 | 1707 | 0.12
Wind-2 | 1708 | 0.12
Wind-2 | 1709 | 0.12
Wind-2 | 1710 | 0.12
Wind-2 | 1711 | 0.12
Wind-2 | 1712 | 0.12
Wind-2 | 1713 | 0.12
Wind-2 | 1714 | 0.12
Wind-2 | 1715 | 0.12
Wind-2 | 1716 | 0.12
Wind-2 | 1717 | 0.12
Wind-2 | 1718 | 0.12
Wind-2 | 1719 | 0.12
Wind-2 | 1720 | 0.12
Wind-2 | 1721 | 0.12
Wind-2 | 1722 | 0.12
Wind-2 | 1723 | 0.12
Wind-2 | 1724 | 0.12
Wind-2 | 1725 | 0.12
Wind-2 | 1726 | 0.12
Wind-2 | 1727 | 0.12
Wind-2 | 1728 | 0.12
Wind-2 | 1729 | 0.12
Wind-2 | 1730 | 0.12
Wind-2 | 1731 | 0.12
Wind-2 | 1732 | 0.12
Wind-2 | 1733 | 0.12
Wind-2 | 1734 | 0.12
Wind-2 | 1735 | 0.12
Wind-2 | 1736 | 0.12
Wind-2 | 1737 | 0.12
Wind-2 | 1738 | 0.12
Wind-2 | 1739 | 0.12
Wind-2 | 1740 | 0.12
Wind-2 | 1741 | 0.12
Wind-2 | 1742 | 0.12
Wind-2 | 1743 | 0.12
Wind-2 | 1744 | 0.12
Wind-2 | 1745 | 0.12
Wind-2 | 1746 | 0.12
Wind-2 | 1747 | 0.12
Wind-2 | 1748 | 0.12
Wind-2 | 1749 | 0.12
Wind-2 | 1750 | 0.12
Wind-2 | 1751 | 0.12
Wind-2 | 1752 | 0.12
Wind-2 | 1753 | 0.12
Wind-2 | 1754 | 0.12
Wind-2 | 1755 | 0.12
Wind-2 | 1756 | 0.12
Wind-2 | 1757 | 0.12
Wind-2 | 1758 | 0.12
Wind-2 | 1759 | 0.12
Wind-2 | 1760 | 0.12
Wind-2 | 1761 | 0.12
Wind-2 | 1762 | 0.12
Wind-2 | 1763 | 0.12
Wind-2 | 1764 | 0.12
Wind-2 | 1765 | 0.12
Wind-2 | 1766 | 0.12
Wind-2 | 1767 | 0.12
Wind-2 | 1768 | 0.12
Wind-2 | 1769 | 0.12
Wind-2 | 1770 | 0.12
Wind-2 | 1771 | 0.12
Wind-2 | 1772 | 0.12
Wind-2 | 1773 | 0.12
Wind-2 | 1774 | 0.12
Wind-2 | 1775 | 0.12
Wind-2 | 1776 | 0.12
Wind-2 | 1777 | 0.12
Wind-2 | 1778 | 0.12
Wind-2 | 1779 | 0.12
Wind-2 | 1780 | 0.12
Wind-2 | 1781 | 0.12
Wind-2 | 1782 | 0.12
Wind-2 | 1783 | 0.12
Wind-2 | 1784 | 0.12
Wind-2 | 1785 | 0.12
Wind-2 | 1786 | 0.12
Wind-2 | 1787 | 0.12
Wind-2 | 1788 | 0.12
Wind-2 | 1789 | 0.12
Wind-2 | 1790 | 0.12
Wind-2 | 1791 | 0.12
Wind-2 | 1792 | 0.12
Wind-2 | 1793 | 0.12
Wind-2 | 1794 | 0.12
Wind-2 | 1795 | 0.12
Wind-2 | 1796 | 0.12
Wind-2 | 1797 | 0.12
Wind-2 | 1798 | 0.12
Wind-2 | 1799 | 0.12
Wind-2 | 1800 | 0.12
Wind-2 | 1801 | 0.12
Wind-2 | 1802 | 0.12
Wind-2 | 1803 | 0.12
Wind-2 | 1804 | 0.12
Wind-2 | 1805 | 0.12
Wind-2 | 1806 | 0.12
Wind-2 | 1807 | 0.12
Wind-2 | 1808 | 0.12
Wind-2 | 1809 | 0.12
Wind-2 | 1810 | 0.12
Wind-2 | 1811 | 0.12
Wind-2 | 1812 | 0.12
Wind-2 | 1813 | 0.12
Wind-2 | 1814 | 0.12
Wind-2 | 1815 | 0.12
Wind-2 | 1816 | 0.12
Wind-2 | 1817 | 0.12
Wind-2 | 1818 | 0.12
Wind-2 | 1819 | 0.12
Wind-2 | 1820 | 0.12
Wind-2 | 1821 | 0.12
Wind-2 | 1822 | 0.12
Wind-2 | 1823 | 0.12
Wind-2 | 1824 | 0.12
Wind-2 | 1825 | 0.12
Wind-2 | 1826 | 0.12
Wind-2 | 1827 | 0.12
Wind-2 | 1828 | 0.12
Wind-2 | 1829 | 0.12
Wind-2 | 1830 | 0.12
Wind-2 | 1831 | 0.12
Wind-2 | 1832 | 0.12
Wind-2 | 1833 | 0.12
Wind-2 | 1834 | 0.12
Wind-2 | 1835 | 0.12
Wind-2 | 1836 | 0.12
Wind-2 | 1837 | 0.12
Wind-2 | 1838 | 0.12
Wind-2 | 1839 | 0.12
Wind-2 | 1840 | 0.12
Wind-2 | 1841 | 0.12
Wind-2 | 1842 | 0.12
Wind-2 | 1843 | 0.12
Wind-2 | 1844 | 0.12
Wind-2 | 1845 | 0.12
Wind-2 | 1846 | 0.12
Wind-2 | 1847 | 0.12
Wind-2 | 1848 | 0.12
Wind-2 | 1849 | 0.12
Wind-2 | 1850 | 0.12
Wind-2 | 1851 | 0.12
Wind-2 | 1852 | 0.12
Wind-2 | 1853 | 0.12
Wind-2 | 1854 | 0.12
Wind-2 | 1855 | 0.12
Wind-2 | 1856 | 0.12
Wind-2 | 1857 | 0.12
Wind-2 | 1858 | 0.12
Wind-2 | 1859 | 0.12
Wind-2 | 1860 | 0.12
Wind-2 | 1861 | 0.12
Wind-2 | 1862 | 0.12
Wind-2 | 1863 | 0.12
Wind-2 | 1864 | 0.12
Wind-2 | 1865 | 0.12
Wind-2 | 1866 | 0.12
Wind-2 | 1867 | 0.12
Wind-2 | 1868 | 0.12
Wind-2 | 1869 | 0.12
Wind-2 | 1870 | 0.12
Wind-2 | 1871 | 0.12
Wind-2 | 1872 | 0.12
Wind-2 | 1873 | 0.12
Wind-2 | 1874 | 0.12
Wind-2 | 1875 | 0.12
Wind-2 | 1876 | 0.12
Wind-2 | 1877 | 0.12
Wind-2 | 1878 | 0.12
Wind-2 | 1879 | 0.12
Wind-2 | 1880 | 0.12
Wind-2 | 1881 | 0.12
Wind-2 | 1882 | 0.12
Wind-2 | 1883 | 0.12
Wind-2 | 1884 | 0.12
Wind-2 | 1885 | 0.12
Wind-2 | 1886 | 0.12
Wind-2 | 1887 | 0.12
Wind-2 | 1888 | 0.12
Wind-2 | 1889 | 0.12
Wind-2 | 1890 | 0.12
Wind-2 | 1891 | 0.12
Wind-2 | 1892 | 0.12
Wind-2 | 1893 | 0.12
Wind-2 | 1894 | 0.12
Wind-2 | 1895 | 0.12
Wind-2 | 1896 | 0.12
Wind-2 | 1897 | 0.12
Wind-2 | 1898 | 0.12
Wind-2 | 1899 | 0.12
Wind-2 | 1900 | 0.12
Wind-2 | 1901 | 0.12
Wind-2 | 1902 | 0.12
Wind-2 | 1903 | 0.12
Wind-2 | 1904 | 0.12
Wind-2 | 1905 | 0.12
Wind-2 | 1906 | 0.12
Wind-2 | 1907 | 0.12
Wind-2 | 1908 | 0.12
Wind-2 | 1909 | 0.12
Wind-2 | 1910 | 0.12
Wind-2 | 1911 | 0.12
Wind-2 | 1912 | 0.12
Wind-2 | 1913 | 0.12
Wind-2 | 1914 | 0.12
Wind-2 | 1915 | 0.12
Wind-2 | 1916 | 0.12
Wind-2 | 1917 | 0.12
Wind-2 | 1918 | 0.12
Wind-2 | 1919 | 0.12
Wind-2 | 1920 | 0.12
Wind-2 | 1921 | 0.12
Wind-2 | 1922 | 0.12
Wind-2 | 1923 | 0.12
Wind-2 | 1924 | 0.12
Wind-2 | 1925 | 0.12
Wind-2 | 1926 | 0.12
Wind-2 | 1927 | 0.12
Wind-2 | 1928 | 0.12
Wind-2 | 1929 | 0.12
Wind-2 | 1930 | 0.12
Wind-2 | 1931 | 0.12
Wind-2 | 1932 | 0.12
Wind-2 | 1933 | 0.12
Wind-2 | 1934 | 0.12
Wind-2 | 1935 | 0.12
Wind-2 | 1936 | 0.12
Wind-2 | 1937 | 0.12
Wind-2 | 1938 | 0.12
Wind-2 | 1939 | 0.12
Wind-2 | 1940 | 0.12
Wind-2 | 1941 | 0.12
Wind-2 | 1942 | 0.12
Wind-2 | 1943 | 0.12
Wind-2 | 1944 | 0.12
Wind-2 | 1945 | 0.12
Wind-2 | 1946 | 0.12
Wind-2 | 1947 | 0.12
Wind-2 | 1948 | 0.12
Wind-2 | 1949 | 0.12
Wind-2 | 1950 | 0.12
Wind-2 | 1951 | 0.12
Wind-2 | 1952 | 0.12
Wind-2 | 1953 | 0.12
Wind-2 | 1954 | 0.12
Wind-2 | 1955 | 0.12
Wind-2 | 1956 | 0.12
Wind-2 | 1957 | 0.12
Wind-2 | 1958 | 0.12
Wind-2 | 1959 | 0.12
Wind-2 | 1960 | 0.12
Wind-2 | 1961 | 0.12
Wind-2 | 1962 | 0.12
Wind-2 | 1963 | 0.12
Wind-2 | 1964 | 0.12
Wind-2 | 1965 | 0.12
Wind-2 | 1966 | 0.12
Wind-2 | 1967 | 0.12
Wind-2 | 1968 | 0.12
Wind-2 | 1969 | 0.12
Wind-2 | 1970 | 0.12
Wind-2 | 1971 | 0.12
Wind-2 | 1972 | 0.12
Wind-2 | 1973 | 0.12
Wind-2 | 1974 | 0.12
Wind-2 | 1975 | 0.12
Wind-2 | 1976 | 0.12
Wind-2 | 1977 | 0.12
Wind-2 | 1978 | 0.12
Wind-2 | 1979 | 0.12
Wind-2 | 1980 | 0.12
Wind-2 | 1981 | 0.12
Wind-2 | 1982 | 0.12
Wind-2 | 1983 | 0.12
Wind-2 | 1984 | 0.12
Wind-2 | 1985 | 0.12
Wind-2 | 1986 | 0.12
Wind-2 | 1987 | 0.12
Wind-2 | 1988 | 0.12
Wind-2 | 1989 | 0.12
Wind-2 | 1990 | 0.12
Wind-2 | 1991 | 0.12
Wind-2 | 1992 | 0.12
Wind-2 | 1993 | 0.12
Wind-2 | 1994 | 0.12
Wind-2 | 1995 | 0.12
Wind-2 | 1996 | 0.12
Wind-2 | 1997 | 0.12
Wind-2 | 1998 | 0.12
Wind-2 | 1999 | 0.12
Wind-2 | 2000 | 0.12
Wind-2 | 2001 | 0.12
Wind-2 | 2002 | 0.12
Wind-2 | 2003 | 0.12
Wind-2 | 2004 | 0.12
Wind-2 | 2005 | 0.12
Wind-2 | 2006 | 0.12
Wind-2 | 2007 | 0.12
Wind-2 | 2008 | 0.12
Wind-2 | 2009 | 0.12
Wind-2 | 2010 | 0.12
Wind-2 | 2011 | 0.12
Wind-2 | 2012 | 0.12
Wind-2 | 2013 | 0.12
Wind-2 | 2014 | 0.12
Wind-2 | 2015 | 0.12
Wind-2 | 2016 | 0.12
Wind-2 | 2017 | 0.12
Wind-2 | 2018 | 0.12
Wind-2 | 2019 | 0.12
Wind-2 | 2020 | 0.12
Wind-2 | 2021 | 0.12
Wind-2 | 2022 | 0.12
Wind-2 | 2023 | 0.12
Wind-2 | 2024 | 0.12
Wind-2 | 2025 | 0.12
Wind-2 | 2026 | 0.12
Wind-2 | 2027 | 0.12
Wind-2 | 2028 | 0.12
Wind-2 | 2029 | 0.12
Wind-2 | 2030 | 0.12
Wind-2 | 2031 | 0.12
Wind-2 | 2032 | 0.12
Wind-2 | 2033 | 0.12
Wind-2 | 2034 | 0.12
Wind-2 | 2035 | 0.12
Wind-2 | 2036 | 0.12
Wind-2 | 2037 | 0.12
Wind-2 | 2038 | 0.12
Wind-2 | 2039 | 0.12
Wind-2 | 2040 | 0.12
Wind-2 | 2041 | 0.12
Wind-2 | 2042 | 0.12
Wind-2 | 2043 | 0.12
Wind-2 | 2044 | 0.12
Wind-2 | 2045 | 0.12
Wind-2 | 2046 | 0.12
Wind-2 | 2047 | 0.12
Wind-2 | 2048 | 0.12
Wind-2 | 2049 | 0.12
Wind-2 | 2050 | 0.12
Wind-2 | 2051 | 0.12
Wind-2 | 2052 | 0.12
Wind-2 | 2053 | 0.12
Wind-2 | 2054 | 0.12
Wind-2 | 2055 | 0.12
Wind-2 | 2056 | 0.12
Wind-2 | 2057 | 0.12
Wind-2 | 2058 | 0.12
Wind-2 | 2059 | 0.12
Wind-2 | 2060 | 0.12
Wind-2 | 2061 | 0.12
Wind-2 | 2062 | 0.12
Wind-2 | 2063 | 0.12
Wind-2 | 2064 | 0.12
Wind-2 | 2065 | 0.12
Wind-2 | 2066 | 0.12
Wind-2 | 2067 | 0.12
Wind-2 | 2068 | 0.12
Wind-2 | 2069 | 0.12
Wind-2 | 2070 | 0.12
Wind-2 | 2071 | 0.12
Wind-2 | 2072 | 0.12
Wind-2 | 2073 | 0.12
Wind-2 | 2074 | 0.12
Wind-2 | 2075 | 0.12
Wind-2 | 2076 | 0.12
Wind-2 | 2077 | 0.12
Wind-2 | 2078 | 0.12
Wind-2 | 2079 | 0.12
Wind-2 | 2080 | 0.12
Wind-2 | 2081 | 0.12
Wind-2 | 2082 | 0.12
Wind-2 | 2083 | 0.12
Wind-2 | 2084 | 0.12
Wind-2 | 2085 | 0.12
Wind-2 | 2086 | 0.12
Wind-2 | 2087 | 0.12
Wind-2 | 2088 | 0.12
Wind-2 | 2089 | 0.12
Wind-2 | 2090 | 0.12
Wind-2 | 2091 | 0.12
Wind-2 | 2092 | 0.12
Wind-2 | 2093 | 0.12
Wind-2 | 2094 | 0.12
Wind-2 | 2095 | 0.12
Wind-2 | 2096 | 0.12
Wind-2 | 2097 | 0.12
Wind-2 | 2098 | 0.12
Wind-2 | 2099 | 0.12
Wind-2 | 2100 | 0.12
Wind-2 | 2101 | 0.12
Wind-2 | 2102 | 0.12
Wind-2 | 2103 | 0.12
Wind-2 | 2104 | 0.12
Wind-2 | 2105 | 0.12
Wind-2 | 2106 | 0.12
Wind-2 | 2107 | 0.12
Wind-2 | 2108 | 0.12
Wind-2 | 2109 | 0.12
Wind-2 | 2110 | 0.12
Wind-2 | 2111 | 0.12
Wind-2 | 2112 | 0.12
Wind-2 | 2113 | 0.12
Wind-2 | 2114 | 0.12
Wind-2 | 2115 | 0.12
Wind-2 | 2116 | 0.12
Wind-2 | 2117 | 0.12
Wind-2 | 2118 | 0.12
Wind-2 | 2119 | 0.12
Wind-2 | 2120 | 0.12
Wind-2 | 2121 | 0.12
Wind-2 | 2122 | 0.12
Wind-2 | 2123 | 0.12
Wind-2 | 2124 | 0.12
Wind-2 | 2125 | 0.12
Wind-2 | 2126 | 0.12
Wind-2 | 2127 | 0.12
Wind-2 | 2128 | 0.12
Wind-2 | 2129 | 0.12
Wind-2 | 2130 | 0.12
Wind-2 | 2131 | 0.12
Wind-2 | 2132 | 0.12
Wind-2 | 2133 | 0.12
Wind-2 | 2134 | 0.12
Wind-2 | 2135 | 0.12
Wind-2 | 2136 | 0.12
Wind-2 | 2137 | 0.12
Wind-2 | 2138 | 0.12
Wind-2 | 2139 | 0.12
Wind-2 | 2140 | 0.12
Wind-2 | 2141 | 0.12
Wind-2 | 2142 | 0.12
Wind-2 | 2143 | 0.12
Wind-2 | 2144 | 0.12
Wind-2 | 2145 | 0.12
Wind-2 | 2146 | 0.12
Wind-2 | 2147 | 0.12
Wind-2 | 2148 | 0.12
Wind-2 | 2149 | 0.12
Wind-2 | 2150 | 0.12
Wind-2 | 2151 | 0.12
Wind-2 | 2152 | 0.12
Wind-2 | 2153 | 0.12
Wind-2 | 2154 | 0.12
Wind-2 | 2155 | 0.12
Wind-2 | 2156 | 0.12
Wind-2 | 2157 | 0.12
Wind-2 | 2158 | 0.12
Wind-2 | 2159 | 0.12
Wind-2 | 2160 | 0.12
Wind-2 | 2161 | 0.12
Wind-2 | 2162 | 0.12
Wind-2 | 2163 | 0.12
Wind-2 | 2164 | 0.12
Wind-2 | 2165 | 0.12
Wind-2 | 2166 | 0.12
Wind-2 | 2167 | 0.12
Wind-2 | 2168 | 0.12
Wind-2 | 2169 | 0.12
Wind-2 | 2170 | 0.12
Wind-2 | 2171 | 0.12
Wind-2 | 2172 | 0.12
Wind-2 | 2173 | 0.12
Wind-2 | 2174 | 0.12
Wind-2 | 2175 | 0.12
Wind-2 | 2176 | 0.12
Wind-2 | 2177 | 0.12
Wind-2 | 2178 | 0.12
Wind-2 | 2179 | 0.12
Wind-2 | 2180 | 0.12
Wind-2 | 2181 | 0.12
Wind-2 | 2182 | 0.12
Wind-2 | 2183 | 0.12
Wind-2 | 2184 | 0.12
Wind-2 | 2185 | 0.12
Wind-2 | 2186 | 0.12
Wind-2 | 2187 | 0.12
Wind-2 | 2188 | 0.12
Wind-2 | 2189 | 0.12
Wind-2 | 2190 | 0.12
Wind-2 | 2191 | 0.12
Wind-2 | 2192 | 0.12
Wind-2 | 2193 | 0.12
Wind-2 | 2194 | 0.12
Wind-2 | 2195 | 0.12
Wind-2 | 2196 | 0.12
Wind-2 | 2197 | 0.12
Wind-2 | 2198 | 0.12
Wind-2 | 2199 | 0.12
Wind-2 | 2200 | 0.12
Wind-2 | 2201 | 0.12
Wind-2 | 2202 | 0.12
Wind-2 | 2203 | 0.12
Wind-2 | 2204 | 0.12
Wind-2 | 2205 | 0.12
Wind-2 | 2206 | 0.12
Wind-2 | 2207 | 0.12
Wind-2 | 2208 | 0.12
Wind-2 | 2209 | 0.12
Wind-2 | 2210 | 0.12
Wind-2 | 2211 | 0.12
Wind-2 | 2212 | 0.12
Wind-2 | 2213 | 0.12
Wind-2 | 2214 | 0.12
Wind-2 | 2215 | 0.12
Wind-2 | 2216 | 0.12
Wind-2 | 2217 | 0.12
Wind-2 | 2218 | 0.12
Wind-2 | 2219 | 0.12
Wind-2 | 2220 | 0.12
Wind-2 | 2221 | 0.12
Wind-2 | 2222 | 0.12
Wind-2 | 2223 | 0.12
Wind-2 | 2224 | 0.12
Wind-2 | 2225 | 0.12
Wind-2 | 2226 | 0.12
Wind-2 | 2227 | 0.12
Wind-2 | 2228 | 0.12
Wind-2 | 2229 | 0.12
Wind-2 | 2230 | 0.12
Wind-2 | 2231 | 0.12
Wind-2 | 2232 | 0.12
Wind-2 | 2233 | 0.12
Wind-2 | 2234 | 0.12
Wind-2 | 2235 | 0.12
Wind-2 | 2236 | 0.12
Wind-2 | 2237 | 0.12
Wind-2 | 2238 | 0.12
Wind-2 | 2239 | 0.12
Wind-2 | 2240 | 0.12
Wind-2 | 2241 | 0.12
Wind-2 | 2242 | 0.12
Wind-2 | 2243 | 0.12
Wind-2 | 2244 | 0.12
Wind-2 | 2245 | 0.12
Wind-2 | 2246 | 0.12
Wind-2 | 2247 | 0.12
Wind-2 | 2248 | 0.12
Wind-2 | 2249 | 0.12
Wind-2 | 2250 | 0.12
Wind-2 | 2251 | 0.12
Wind-2 | 2252 | 0.12
Wind-2 | 2253 | 0.12
Wind-2 | 2254 | 0.12
Wind-2 | 2255 | 0.12
Wind-2 | 2256 | 0.12
Wind-2 | 2257 | 0.12
Wind-2 | 2258 | 0.12
Wind-2 | 2259 | 0.12
Wind-2 | 2260 | 0.12
Wind-2 | 2261 | 0.12
Wind-2 | 2262 | 0.12
Wind-2 | 2263 | 0.12
Wind-2 | 2264 | 0.12
Wind-2 | 2265 | 0.12
Wind-2 | 2266 | 0.12
Wind-2 | 2267 | 0.12
Wind-2 | 2268 | 0.12
Wind-2 | 2269 | 0.12
Wind-2 | 2270 | 0.12
Wind-2 | 2271 | 0.12
Wind-2 | 2272 | 0.12
Wind-2 | 2273 | 0.12
Wind-2 | 2274 | 0.12
Wind-2 | 2275 | 0.12
Wind-2 | 2276 | 0.12
Wind-2 | 2277 | 0.12
Wind-2 | 2278 | 0.12
Wind-2 | 2279 | 0.12
Wind-2 | 2280 | 0.12
Wind-2 | 2281 | 0.12
Wind-2 | 2282 | 0.12
Wind-2 | 2283 | 0.12
Wind-2 | 2284 | 0.12
Wind-2 | 2285 | 0.12
Wind-2 | 2286 | 0.12
Wind-2 | 2287 | 0.12
Wind-2 | 2288 | 0.12
Wind-2 | 2289 | 0.12
Wind-2 | 2290 | 0.12
Wind-2 | 2291 | 0.12
Wind-2 | 2292 | 0.12
Wind-2 | 2293 | 0.12
Wind-2 | 2294 | 0.12
Wind-2 | 2295 | 0.12
Wind-2 | 2296 | 0.12
Wind-2 | 2297 | 0.12
Wind-2 | 2298 | 0.12
Wind-2 | 2299 | 0.12
Wind-2 | 2300 | 0.12
Wind-2 | 2301 | 0.12
Wind-2 | 2302 | 0.12
Wind-2 | 2303 | 0.12
Wind-2 | 2304 | 0.12
Wind-2 | 2305 | 0.12
Wind-2 | 2306 | 0.12
Wind-2 | 2307 | 0.12
Wind-2 | 2308 | 0.12
Wind-2 | 2309 | 0.12
Wind-2 | 2310 | 0.12
Wind-2 | 2311 | 0.12
Wind-2 | 2312 | 0.12
Wind-2 | 2313 | 0.12
Wind-2 | 2314 | 0.12
Wind-2 | 2315 | 0.12
Wind-2 | 2316 | 0.12
Wind-2 | 2317 | 0.12
Wind-2 | 2318 | 0.12
Wind-2 | 2319 | 0.12
Wind-2 | 2320 | 0.12
Wind-2 | 2321 | 0.12
Wind-2 | 2322 | 0.12
Wind-2 | 2323 | 0.12
Wind-2 | 2324 | 0.12
Wind-2 | 2325 | 0.12
Wind-2 | 2326 | 0.12
Wind-2 | 2327 | 0.12
Wind-2 | 2328 | 0.12
Wind-2 | 2329 | 0.12
Wind-2 | 2330 | 0.12
Wind-2 | 2331 | 0.12
Wind-2 | 2332 | 0.12
Wind-2 | 2333 | 0.12
Wind-2 | 2334 | 0.12
Wind-2 | 2335 | 0.12
Wind-2 | 2336 | 0.12
Wind-2 | 2337 | 0.12
Wind-2 | 2338 | 0.12
Wind-2 | 2339 | 0.12
Wind-2 | 2340 | 0.12
Wind-2 | 2341 | 0.12
Wind-2 | 2342 | 0.12
Wind-2 | 2343 | 0.12
Wind-2 | 2344 | 0.12
Wind-2 | 2345 | 0.12
Wind-2 | 2346 | 0.12
Wind-2 | 2347 | 0.12
Wind-2 | 2348 | 0.12
Wind-2 | 2349 | 0.12
Wind-2 | 2350 | 0.12
Wind-2 | 2351 | 0.12
Wind-2 | 2352 | 0.12
Wind-2 | 2353 | 0.12
Wind-2 | 2354 | 0.12
Wind-2 | 2355 | 0.12
Wind-2 | 2356 | 0.12
Wind-2 | 2357 | 0.12
Wind-2 | 2358 | 0.12
Wind-2 | 2359 | 0.12
Wind-2 | 2360 | 0.12
Wind-2 | 2361 | 0.12
Wind-2 | 2362 | 0.12
Wind-2 | 2363 | 0.12
Wind-2 | 2364 | 0.12
Wind-2 | 2365 | 0.12
Wind-2 | 2366 | 0.12
Wind-2 | 2367 | 0.12
Wind-2 | 2368 | 0.12
Wind-2 | 2369 | 0.12
Wind-2 | 2370 | 0.12
Wind-2 | 2371 | 0.12
Wind-2 | 2372 | 0.12
Wind-2 | 2373 | 0.12
Wind-2 | 2374 | 0.12
Wind-2 | 2375 | 0.12
Wind-2 | 2376 | 0.12
Wind-2 | 2377 | 0.12
Wind-2 | 2378 | 0.12
Wind-2 | 2379 | 0.12
Wind-2 | 2380 | 0.12
Wind-2 | 2381 | 0.12
Wind-2 | 2382 | 0.12
Wind-2 | 2383 | 0.12
Wind-2 | 2384 | 0.12
Wind-2 | 2385 | 0.12
Wind-2 | 2386 | 0.12
Wind-2 | 2387 | 0.12
Wind-2 | 2388 | 0.12
Wind-2 | 2389 | 0.12
Wind-2 | 2390 | 0.12
Wind-2 | 2391 | 0.12
Wind-2 | 2392 | 0.12
Wind-2 | 2393 | 0.12
Wind-2 | 2394 | 0.12
Wind-2 | 2395 | 0.12
Wind-2 | 2396 | 0.12
Wind-2 | 2397 | 0.12
Wind-2 | 2398 | 0.12
Wind-2 | 2399 | 0.12
Wind-2 | 2400 | 0.12
Wind-2 | 2401 | 0.12
Wind-2 | 2402 | 0.12
Wind-2 | 2403 | 0.12
Wind-2 | 2404 | 0.12
Wind-2 | 2405 | 0.12
Wind-2 | 2406 | 0.12
Wind-2 | 2407 | 0.12
Wind-2 | 2408 | 0.12
Wind-2 | 2409 | 0.12
Wind-2 | 2410 | 0.12
Wind-2 | 2411 | 0.12
Wind-2 | 2412 | 0.12
Wind-2 | 2413 | 0.12
Wind-2 | 2414 | 0.12
Wind-2 | 2415 | 0.12
Wind-2 | 2416 | 0.12
Wind-2 | 2417 | 0.12
Wind-2 | 2418 | 0.12
Wind-2 | 2419 | 0.12
Wind-2 | 2420 | 0.12
Wind-2 | 2421 | 0.12
Wind-2 | 2422 | 0.12
Wind-2 | 2423 | 0.12
Wind-2 | 2424 | 0.12
Wind-2 | 2425 | 0.12
Wind-2 | 2426 | 0.12
Wind-2 | 2427 | 0.12
Wind-2 | 2428 | 0.12
Wind-2 | 2429 | 0.12
Wind-2 | 2430 | 0.12
Wind-2 | 2431 | 0.12
Wind-2 | 2432 | 0.12
Wind-2 | 2433 | 0.12
Wind-2 | 2434 | 0.12
Wind-2 | 2435 | 0.12
Wind-2 | 2436 | 0.12
Wind-2 | 2437 | 0.12
Wind-2 | 2438 | 0.12
Wind-2 | 2439 | 0.12
Wind-2 | 2440 | 0.12
Wind-2 | 2441 | 0.12
Wind-2 | 2442 | 0.12
Wind-2 | 2443 | 0.12
Wind-2 | 2444 | 0.12
Wind-2 | 2445 | 0.12
Wind-2 | 2446 | 0.12
Wind-2 | 2447 | 0.12
Wind-2 | 2448 | 0.12
Wind-2 | 2449 | 0.12
Wind-2 | 2450 | 0.12
Wind-2 | 2451 | 0.12
Wind-2 | 2452 | 0.12
Wind-2 | 2453 | 0.12
Wind-2 | 2454 | 0.12
Wind-2 | 2455 | 0.12
Wind-2 | 2456 | 0.12
Wind-2 | 2457 | 0.12
Wind-2 | 2458 | 0.12
Wind-2 | 2459 | 0.12
Wind-2 | 2460 | 0.12
Wind-2 | 2461 | 0.12
Wind-2 | 2462 | 0.12
Wind-2 | 2463 | 0.12
Wind-2 | 2464 | 0.12
Wind-2 | 2465 | 0.12
Wind-2 | 2466 | 0.12
Wind-2 | 2467 | 0.12
Wind-2 | 2468 | 0.12
Wind-2 | 2469 | 0.12
Wind-2 | 2470 | 0.12
Wind-2 | 2471 | 0.12
Wind-2 | 2472 | 0.12
Wind-2 | 2473 | 0.12
Wind-2 | 2474 | 0.12
Wind-2 | 2475 | 0.12
Wind-2 | 2476 | 0.12
Wind-2 | 2477 | 0.12
Wind-2 | 2478 | 0.12
Wind-2 | 2479 | 0.12
Wind-2 | 2480 | 0.12
Wind-2 | 2481 | 0.12
Wind-2 | 2482 | 0.12
Wind-2 | 2483 | 0.12
Wind-2 | 2484 | 0.12
Wind-2 | 2485 | 0.12
Wind-2 | 2486 | 0.12
Wind-2 | 2487 | 0.12
Wind-2 | 2488 | 0.12
Wind-2 | 2489 | 0.12
Wind-2 | 2490 | 0.12
Wind-2 | 2491 | 0.12
Wind-2 | 2492 | 0.12
Wind-2 | 2493 | 0.12
Wind-2 | 2494 | 0.12
Wind-2 | 2495 | 0.12
Wind-2 | 2496 | 0.12
Wind-2 | 2497 | 0.12
Wind-2 | 2498 | 0.12
Wind-2 | 2499 | 0.12
Wind-2 | 2500 | 0.12
Wind-2 | 2501 | 0.12
Wind-2 | 2502 | 0.12
Wind-2 | 2503 | 0.12
Wind-2 | 2504 | 0.12
Wind-2 | 2505 | 0.12
Wind-2 | 2506 | 0.12
Wind-2 | 2507 | 0.12
Wind-2 | 2508 | 0.12
Wind-2 | 2509 | 0.12
Wind-2 | 2510 | 0.12
Wind-2 | 2511 | 0.12
Wind-2 | 2512 | 0.12
Wind-2 | 2513 | 0.12
Wind-2 | 2514 | 0.12
Wind-2 | 2515 | 0.12
Wind-2 | 2516 | 0.12
Wind-2 | 2517 | 0.12
Wind-2 | 2518 | 0.12
Wind-2 | 2519 | 0.12
Wind-2 | 2520 | 0.12
Wind-2 | 2521 | 0.12
Wind-2 | 2522 | 0.12
Wind-2 | 2523 | 0.12
Wind-2 | 2524 | 0.12
Wind-2 | 2525 | 0.12
Wind-2 | 2526 | 0.12
Wind-2 | 2527 | 0.12
Wind-2 | 2528 | 0.12
Wind-2 | 2529 | 0.12
Wind-2 | 2530 | 0.12
Wind-2 | 2531 | 0.12
Wind-2 | 2532 | 0.12
Wind-2 | 2533 | 0.12
Wind-2 | 2534 | 0.12
Wind-2 | 2535 | 0.12
Wind-2 | 2536 | 0.12
Wind-2 | 2537 | 0.12
Wind-2 | 2538 | 0.12
Wind-2 | 2539 | 0.12
Wind-2 | 2540 | 0.12
Wind-2 | 2541 | 0.12
Wind-2 | 2542 | 0.12
Wind-2 | 2543 | 0.12
Wind-2 | 2544 | 0.12
Wind-2 | 2545 | 0.12
Wind-2 | 2546 | 0.12
Wind-2 | 2547 | 0.12
Wind-2 | 2548 | 0.12
Wind-2 | 2549 | 0.12
Wind-2 | 2550 | 0.12
Wind-2 | 2551 | 0.12
Wind-2 | 2552 | 0.12
Wind-2 | 2553 | 0.12
Wind-2 | 2554 | 0.12
Wind-2 | 2555 | 0.12
Wind-2 | 2556 | 0.12
Wind-2 | 2557 | 0.12
Wind-2 | 2558 | 0.12
Wind-2 | 2559 | 0.12
Wind-2 | 2560 | 0.12
Wind-2 | 2561 | 0.12
Wind-2 | 2562 | 0.12
Wind-2 | 2563 | 0.12
Wind-2 | 2564 | 0.12
Wind-2 | 2565 | 0.12
Wind-2 | 2566 | 0.12
Wind-2 | 2567 | 0.12
Wind-2 | 2568 | 0.12
Wind-2 | 2569 | 0.12
Wind-2 | 2570 | 0.12
Wind-2 | 2571 | 0.12
Wind-2 | 2572 | 0.12
Wind-2 | 2573 | 0.12
Wind-2 | 2574 | 0.12
Wind-2 | 2575 | 0.12
Wind-2 | 2576 | 0.12
Wind-2 | 2577 | 0.12
Wind-2 | 2578 | 0.12
Wind-2 | 2579 | 0.12
Wind-2 | 2580 | 0.12
Wind-2 | 2581 | 0.12
Wind-2 | 2582 | 0.12
Wind-2 | 2583 | 0.12
Wind-2 | 2584 | 0.12
Wind-2 | 2585 | 0.12
Wind-2 | 2586 | 0.12
Wind-2 | 2587 | 0.12
Wind-2 | 2588 | 0.12
Wind-2 | 2589 | 0.12
Wind-2 | 2590 | 0.12
Wind-2 | 2591 | 0.12
Wind-2 | 2592 | 0.12
Wind-2 | 2593 | 0.12
Wind-2 | 2594 | 0.12
Wind-2 | 2595 | 0.12
Wind-2 | 2596 | 0.12
Wind-2 | 2597 | 0.12
Wind-2 | 2598 | 0.12
Wind-2 | 2599 | 0.12
Wind-2 | 2600 | 0.12
Wind-2 | 2601 | 0.12
Wind-2 | 2602 | 0.12
Wind-2 | 2603 | 0.12
Wind-2 | 2604 | 0.12
Wind-2 | 2605 | 0.12
Wind-2 | 2606 | 0.12
Wind-2 | 2607 | 0.12
Wind-2 | 2608 | 0.12
Wind-2 | 2609 | 0.12
Wind-2 | 2610 | 0.12
Wind-2 | 2611 | 0.12
Wind-2 | 2612 | 0.12
Wind-2 | 2613 | 0.12
Wind-2 | 2614 | 0.12
Wind-2 | 2615 | 0.12
Wind-2 | 2616 | 0.12
Wind-2 | 2617 | 0.12
Wind-2 | 2618 | 0.12
Wind-2 | 2619 | 0.12
Wind-2 | 2620 | 0.12
Wind-2 | 2621 | 0.12
Wind-2 | 2622 | 0.12
Wind-2 | 2623 | 0.12
Wind-2 | 2624 | 0.12
Wind-2 | 2625 | 0.12
Wind-2 | 2626 | 0.12
Wind-2 | 2627 | 0.12
Wind-2 | 2628 | 0.12
Wind-2 | 2629 | 0.12
Wind-2 | 2630 | 0.12
Wind-2 | 2631 | 0.12
Wind-2 | 2632 | 0.12
Wind-2 | 2633 | 0.12
Wind-2 | 2634 | 0.12
Wind-2 | 2635 | 0.12
Wind-2 | 2636 | 0.12
Wind-2 | 2637 | 0.12
Wind-2 | 2638 | 0.12
Wind-2 | 2639 | 0.12
Wind-2 | 2640 | 0.12
Wind-2 | 2641 | 0.12
Wind-2 | 2642 | 0.12
Wind-2 | 2643 | 0.12
Wind-2 | 2644 | 0.12
Wind-2 | 2645 | 0.12
Wind-2 | 2646 | 0.12
Wind-2 | 2647 | 0.12
Wind-2 | 2648 | 0.12
Wind-2 | 2649 | 0.12
Wind-2 | 2650 | 0.12
Wind-2 | 2651 | 0.12
Wind-2 | 2652 | 0.12
Wind-2 | 2653 | 0.12
Wind-2 | 2654 | 0.12
Wind-2 | 2655 | 0.12
Wind-2 | 2656 | 0.12
Wind-2 | 2657 | 0.12
Wind-2 | 2658 | 0.12
Wind-2 | 2659 | 0.12
Wind-2 | 2660 | 0.12
Wind-2 | 2661 | 0.12
Wind-2 | 2662 | 0.12
Wind-2 | 2663 | 0.12
Wind-2 | 2664 | 0.12
Wind-2 | 2665 | 0.12
Wind-2 | 2666 | 0.12
Wind-2 | 2667 | 0.12
Wind-2 | 2668 | 0.12
Wind-2 | 2669 | 0.12
Wind-2 | 2670 | 0.12
Wind-2 | 2671 | 0.12
Wind-2 | 2672 | 0.12
Wind-2 | 2673 | 0.12
Wind-2 | 2674 | 0.12
Wind-2 | 2675 | 0.12
Wind-2 | 2676 | 0.12
Wind-2 | 2677 | 0.12
Wind-2 | 2678 | 0.12
Wind-2 | 2679 | 0.12
Wind-2 | 2680 | 0.12
Wind-2 | 2681 | 0.12
Wind-2 | 2682 | 0.12
Wind-2 | 2683 | 0.12
Wind-2 | 2684 | 0.12
Wind-2 | 2685 | 0.12
Wind-2 | 2686 | 0.12
Wind-2 | 2687 | 0.12
Wind-2 | 2688 | 0.12
Wind-2 | 2689 | 0.12
Wind-2 | 2690 | 0.12
Wind-2 | 2691 | 0.12
Wind-2 | 2692 | 0.12
Wind-2 | 2693 | 0.12
Wind-2 | 2694 | 0.12
Wind-2 | 2695 | 0.12
Wind-2 | 2696 | 0.12
Wind-2 | 2697 | 0.12
Wind-2 | 2698 | 0.12
Wind-2 | 2699 | 0.12
Wind-2 | 2700 | 0.12
Wind-2 | 2701 | 0.12
Wind-2 | 2702 | 0.12
Wind-2 | 2703 | 0.12
Wind-2 | 2704 | 0.12
Wind-2 | 2705 | 0.12
Wind-2 | 2706 | 0.12
Wind-2 | 2707 | 0.12
Wind-2 | 2708 | 0.12
Wind-2 | 2709 | 0.12
Wind-2 | 2710 | 0.12
Wind-2 | 2711 | 0.12
Wind-2 | 2712 | 0.12
Wind-2 | 2713 | 0.12
Wind-2 | 2714 | 0.12
Wind-2 | 2715 | 0.12
Wind-2 | 2716 | 0.12
Wind-2 | 2717 | 0.12
Wind-2 | 2718 | 0.12
Wind-2 | 2719 | 0.12
Wind-2 | 2720 | 0.12
Wind-2 | 2721 | 0.12
Wind-2 | 2722 | 0.12
Wind-2 | 2723 | 0.12
Wind-2 | 2724 | 0.12
Wind-2 | 2725 | 0.12
Wind-2 | 2726 | 0.12
Wind-2 | 2727 | 0.12
Wind-2 | 2728 | 0.12
Wind-2 | 2729 | 0.12
Wind-2 | 2730 | 0.12
Wind-2 | 2731 | 0.12
Wind-2 | 2732 | 0.12
Wind-2 | 2733 | 0.12
Wind-2 | 2734 | 0.12
Wind-2 | 2735 | 0.12
Wind-2 | 2736 | 0.12
Wind-2 | 2737 | 0.12
Wind-2 | 2738 | 0.12
Wind-2 | 2739 | 0.12
Wind-2 | 2740 | 0.12
Wind-2 | 2741 | 0.12
Wind-2 | 2742 | 0.12
Wind-2 | 2743 | 0.12
Wind-2 | 2744 | 0.12
Wind-2 | 2745 | 0.12
Wind-2 | 2746 | 0.12
Wind-2 | 2747 | 0.12
Wind-2 | 2748 | 0.12
Wind-2 | 2749 | 0.12
Wind-2 | 2750 | 0.12
Wind-2 | 2751 | 0.12
Wind-2 | 2752 | 0.12
Wind-2 | 2753 | 0.12
Wind-2 | 2754 | 0.12
Wind-2 | 2755 | 0.12
Wind-2 | 2756 | 0.12
Wind-2 | 2757 | 0.12
Wind-2 | 2758 | 0.12
Wind-2 | 2759 | 0.12
Wind-2 | 2760 | 0.12
Wind-2 | 2761 | 0.12
Wind-2 | 2762 | 0.12
Wind-2 | 2763 | 0.12
Wind-2 | 2764 | 0.12
Wind-2 | 2765 | 0.12
Wind-2 | 2766 | 0.12
Wind-2 | 2767 | 0.12
Wind-2 | 2768 | 0.12
Wind-2 | 2769 | 0.12
Wind-2 | 2770 | 0.12
Wind-2 | 2771 | 0.12
Wind-2 | 2772 | 0.12
Wind-2 | 2773 | 0.12
Wind-2 | 2774 | 0.12
Wind-2 | 2775 | 0.12
Wind-2 | 2776 | 0.12
Wind-2 | 2777 | 0.12
Wind-2 | 2778 | 0.12
Wind-2 | 2779 | 0.12
Wind-2 | 2780 | 0.12
Wind-2 | 2781 | 0.12
Wind-2 | 2782 | 0.12
Wind-2 | 2783 | 0.12
Wind-2 | 2784 | 0.12
Wind-2 | 2785 | 0.12
Wind-2 | 2786 | 0.12
Wind-2 | 2787 | 0.12
Wind-2 | 2788 | 0.12
Wind-2 | 2789 | 0.12
Wind-2 | 2790 | 0.12
Wind-2 | 2791 | 0.12
Wind-2 | 2792 | 0.12
Wind-2 | 2793 | 0.12
Wind-2 | 2794 | 0.12
Wind-2 | 2795 | 0.12
Wind-2 | 2796 | 0.12
Wind-2 | 2797 | 0.12
Wind-2 | 2798 | 0.12
Wind-2 | 2799 | 0.12
Wind-2 | 2800 | 0.12
Wind-2 | 2801 | 0.12
Wind-2 | 2802 | 0.12
Wind-2 | 2803 | 0.12
Wind-2 | 2804 | 0.12
Wind-2 | 2805 | 0.12
Wind-2 | 2806 | 0.12
Wind-2 | 2807 | 0.12
Wind-2 | 2808 | 0.12
Wind-2 | 2809 | 0.12
Wind-2 | 2810 | 0.12
Wind-2 | 2811 | 0.12
Wind-2 | 2812 | 0.12
Wind-2 | 2813 | 0.12
Wind-2 | 2814 | 0.12
Wind-2 | 2815 | 0.12
Wind-2 | 2816 | 0.12
Wind-2 | 2817 | 0.12
Wind-2 | 2818 | 0.12
Wind-2 | 2819 | 0.12
Wind-2 | 2820 | 0.12
Wind-2 | 2821 | 0.12
Wind-2 | 2822 | 0.12
Wind-2 | 2823 | 0.12
Wind-2 | 2824 | 0.12
Wind-2 | 2825 | 0.12
Wind-2 | 2826 | 0.12
Wind-2 | 2827 | 0.12
Wind-2 | 2828 | 0.12
Wind-2 | 2829 | 0.12
Wind-2 | 2830 | 0.12
Wind-2 | 2831 | 0.12
Wind-2 | 2832 | 0.12
Wind-2 | 2833 | 0.12
Wind-2 | 2834 | 0.12
Wind-2 | 2835 | 0.12
Wind-2 | 2836 | 0.12
Wind-2 | 2837 | 0.12
Wind-2 | 2838 | 0.12
Wind-2 | 2839 | 0.12
Wind-2 | 2840 | 0.12
Wind-2 | 2841 | 0.12
Wind-2 | 2842 | 0.12
Wind-2 | 2843 | 0.12
Wind-2 | 2844 | 0.12
Wind-2 | 2845 | 0.12
Wind-2 | 2846 | 0.12
Wind-2 | 2847 | 0.12
Wind-2 | 2848 | 0.12
Wind-2 | 2849 | 0.12
Wind-2 | 2850 | 0.12
Wind-2 | 2851 | 0.12
Wind-2 | 2852 | 0.12
Wind-2 | 2853 | 0.12
Wind-2 | 2854 | 0.12
Wind-2 | 2855 | 0.12
Wind-2 | 2856 | 0.12
Wind-2 | 2857 | 0.12
Wind-2 | 2858 | 0.12
Wind-2 | 2859 | 0.12
Wind-2 | 2860 | 0.12
Wind-2 | 2861 | 0.12
Wind-2 | 2862 | 0.12
Wind-2 | 2863 | 0.12
Wind-2 | 2864 | 0.12
Wind-2 | 2865 | 0.12
Wind-2 | 2866 | 0.12
Wind-2 | 2867 | 0.12
Wind-2 | 2868 | 0.12
Wind-2 | 2869 | 0.12
Wind-2 | 2870 | 0.12
Wind-2 | 2871 | 0.12
Wind-2 | 2872 | 0.12
Wind-2 | 2873 | 0.12
Wind-2 | 2874 | 0.12
Wind-2 | 2875 | 0.12
Wind-2 | 2876 | 0.12
Wind-2 | 2877 | 0.12
Wind-2 | 2878 | 0.12
Wind-2 | 2879 | 0.12
Wind-2 | 2880 | 0.12
Wind-2 | 2881 | 0.12
Wind-2 | 2882 | 0.12
Wind-2 | 2883 | 0.12
Wind-2 | 2884 | 0.12
Wind-2 | 2885 | 0.12
Wind-2 | 2886 | 0.12
Wind-2 | 2887 | 0.12
Wind-2 | 2888 | 0.12
Wind-2 | 2889 | 0.12
Wind-2 | 2890 | 0.12
Wind-2 | 2891 | 0.12
Wind-2 | 2892 | 0.12
Wind-2 | 2893 | 0.12
Wind-2 | 2894 | 0.12
Wind-2 | 2895 | 0.12
Wind-2 | 2896 | 0.12
Wind-2 | 2897 | 0.12
Wind-2 | 2898 | 0.12
Wind-2 | 2899 | 0.12
Wind-2 | 2900 | 0.12
Wind-2 | 2901 | 0.12
Wind-2 | 2902 | 0.12
Wind-2 | 2903 | 0.12
Wind-2 | 2904 | 0.12
Wind-2 | 2905 | 0.12
Wind-2 | 2906 | 0.12
Wind-2 | 2907 | 0.12
Wind-2 | 2908 | 0.12
Wind-2 | 2909 | 0.12
Wind-2 | 2910 | 0.12
Wind-2 | 2911 | 0.12
Wind-2 | 2912 | 0.12
Wind-2 | 2913 | 0.12
Wind-2 | 2914 | 0.12
Wind-2 | 2915 | 0.12
Wind-2 | 2916 | 0.12
Wind-2 | 2917 | 0.12
Wind-2 | 2918 | 0.12
Wind-2 | 2919 | 0.12
Wind-2 | 2920 | 0.12
Wind-2 | 2921 | 0.12
Wind-2 | 2922 | 0.12
Wind-2 | 2923 | 0.12
Wind-2 | 2924 | 0.12
Wind-2 | 2925 | 0.12
Wind-2 | 2926 | 0.12
Wind-2 | 2927 | 0.12
Wind-2 | 2928 | 0.12
Wind-2 | 2929 | 0.12
Wind-2 | 2930 | 0.12
Wind-2 | 2931 | 0.12
Wind-2 | 2932 | 0.12
Wind-2 | 2933 | 0.12
Wind-2 | 2934 | 0.12
Wind-2 | 2935 | 0.12
Wind-2 | 2936 | 0.12
Wind-2 | 2937 | 0.12
Wind-2 | 2938 | 0.12
Wind-2 | 2939 | 0.12
Wind-2 | 2940 | 0.12
Wind-2 | 2941 | 0.12
Wind-2 | 2942 | 0.12
Wind-2 | 2943 | 0.12
Wind-2 | 2944 | 0.12
Wind-2 | 2945 | 0.12
Wind-2 | 2946 | 0.12
Wind-2 | 2947 | 0.12
Wind-2 | 2948 | 0.12
Wind-2 | 2949 | 0.12
Wind-2 | 2950 | 0.12
Wind-2 | 2951 | 0.12
Wind-2 | 2952 | 0.12
Wind-2 | 2953 | 0.12
Wind-2 | 2954 | 0.12
Wind-2 | 2955 | 0.12
Wind-2 | 2956 | 0.12
Wind-2 | 2957 | 0.12
Wind-2 | 2958 | 0.12
Wind-2 | 2959 | 0.12
Wind-2 | 2960 | 0.12
Wind-2 | 2961 | 0.12
Wind-2 | 2962 | 0.12
Wind-2 | 2963 | 0.12
Wind-2 | 2964 | 0.12
Wind-2 | 2965 | 0.12
Wind-2 | 2966 | 0.12
Wind-2 | 2967 | 0.12
Wind-2 | 2968 | 0.12
Wind-2 | 2969 | 0.12
Wind-2 | 2970 | 0.12
Wind-2 | 2971 | 0.12
Wind-2 | 2972 | 0.12
Wind-2 | 2973 | 0.12
Wind-2 | 2974 | 0.12
Wind-2 | 2975 | 0.12
Wind-2 | 2976 | 0.12
Wind-2 | 2977 | 0.12
Wind-2 | 2978 | 0.12
Wind-2 | 2979 | 0.12
Wind-2 | 2980 | 0.12
Wind-2 | 2981 | 0.12
Wind-2 | 2982 | 0.12
Wind-2 | 2983 | 0.12
Wind-2 | 2984 | 0.12
Wind-2 | 2985 | 0.12
Wind-2 | 2986 | 0.12
Wind-2 | 2987 | 0.12
Wind-2 | 2988 | 0.12
Wind-2 | 2989 | 0.12
Wind-2 | 2990 | 0.12
Wind-2 | 2991 | 0.12
Wind-2 | 2992 | 0.12
Wind-2 | 2993 | 0.12
Wind-2 | 2994 | 0.12
Wind-2 | 2995 | 0.12
Wind-2 | 2996 | 0.12
Wind-2 | 2997 | 0.12
Wind-2 | 2998 | 0.12
Wind-2 | 2999 | 0.12
Wind-2 | 3000 | 0.12
Wind-2 | 3001 | 0.12
Wind-2 | 3002 | 0.12
Wind-2 | 3003 | 0.12
Wind-2 | 3004 | 0.12
Wind-2 | 3005 | 0.12
Wind-2 | 3006 | 0.12
Wind-2 | 3007 | 0.12
Wind-2 | 3008 | 0.12
Wind-2 | 3009 | 0.12
Wind-2 | 3010 | 0.12
Wind-2 | 3011 | 0.12
Wind-2 | 3012 | 0.12
Wind-2 | 3013 | 0.12
Wind-2 | 3014 | 0.12
Wind-2 | 3015 | 0.12
Wind-2 | 3016 | 0.12
Wind-2 | 3017 | 0.12
Wind-2 | 3018 | 0.12
Wind-2 | 3019 | 0.12
Wind-2 | 3020 | 0.12
Wind-2 | 3021 | 0.12
Wind-2 | 3022 | 0.12
Wind-2 | 3023 | 0.12
Wind-2 | 3024 | 0.12
Wind-2 | 3025 | 0.12
Wind-2 | 3026 | 0.12
Wind-2 | 3027 | 0.12
Wind-2 | 3028 | 0.12
Wind-2 | 3029 | 0.12
Wind-2 | 3030 | 0.12
Wind-2 | 3031 | 0.12
Wind-2 | 3032 | 0.12
Wind-2 | 3033 | 0.12
Wind-2 | 3034 | 0.12
Wind-2 | 3035 | 0.12
Wind-2 | 3036 | 0.12
Wind-2 | 3037 | 0.12
Wind-2 | 3038 | 0.12
Wind-2 | 3039 | 0.12
Wind-2 | 3040 | 0.12
Wind-2 | 3041 | 0.12
Wind-2 | 3042 | 0.12
Wind-2 | 3043 | 0.12
Wind-2 | 3044 | 0.12
Wind-2 | 3045 | 0.12
Wind-2 | 3046 | 0.12
Wind-2 | 3047 | 0.12
Wind-2 | 3048 | 0.12
Wind-2 | 3049 | 0.12
Wind-2 | 3050 | 0.12
Wind-2 | 3051 | 0.12
Wind-2 | 3052 | 0.12
Wind-2 | 3053 | 0.12
Wind-2 | 3054 | 0.12
Wind-2 | 3055 | 0.12
Wind-2 | 3056 | 0.12
Wind-2 | 3057 | 0.12
Wind-2 | 3058 | 0.12
Wind-2 | 3059 | 0.12
Wind-2 | 3060 | 0.12
Wind-2 | 3061 | 0.12
Wind-2 | 3062 | 0.12
Wind-2 | 3063 | 0.12
Wind-2 | 3064 | 0.12
Wind-2 | 3065 | 0.12
Wind-2 | 3066 | 0.12
Wind-2 | 3067 | 0.12
Wind-2 | 3068 | 0.12
Wind-2 | 3069 | 0.12
Wind-2 | 3070 | 0.12
Wind-2 | 3071 | 0.12
Wind-2 | 3072 | 0.12
Wind-2 | 3073 | 0.12
Wind-2 | 3074 | 0.12
Wind-2 | 3075 | 0.12
Wind-2 | 3076 | 0.12
Wind-2 | 3077 | 0.12
Wind-2 | 3078 | 0.12
Wind-2 | 3079 | 0.12
Wind-2 | 3080 | 0.12
Wind-2 | 3081 | 0.12
Wind-2 | 3082 | 0.12
Wind-2 | 3083 | 0.12
Wind-2 | 3084 | 0.12
Wind-2 | 3085 | 0.12
Wind-2 | 3086 | 0.12
Wind-2 | 3087 | 0.12
Wind-2 | 3088 | 0.12
Wind-2 | 3089 | 0.12
Wind-2 | 3090 | 0.12
Wind-2 | 3091 | 0.12
Wind-2 | 3092 | 0.12
Wind-2 | 3093 | 0.12
Wind-2 | 3094 | 0.12
Wind-2 | 3095 | 0.12
Wind-2 | 3096 | 0.12
Wind-2 | 3097 | 0.12
Wind-2 | 3098 | 0.12
Wind-2 | 3099 | 0.12
Wind-2 | 3100 | 0.12
Wind-2 | 3101 | 0.12
Wind-2 | 3102 | 0.12
Wind-2 | 3103 | 0.12
Wind-2 | 3104 | 0.12
Wind-2 | 3105 | 0.12
Wind-2 | 3106 | 0.12
Wind-2 | 3107 | 0.12
Wind-2 | 3108 | 0.12
Wind-2 | 3109 | 0.12
Wind-2 | 3110 | 0.12
Wind-2 | 3111 | 0.12
Wind-2 | 3112 | 0.12
Wind-2 | 3113 | 0.12
Wind-2 | 3114 | 0.12
Wind-2 | 3115 | 0.12
Wind-2 | 3116 | 0.12
Wind-2 | 3117 | 0.12
Wind-2 | 3118 | 0.12
Wind-2 | 3119 | 0.12
Wind-2 | 3120 | 0.12
Wind-2 | 3121 | 0.12
Wind-2 | 3122 | 0.12
Wind-2 | 3123 | 0.12
Wind-2 | 3124 | 0.12
Wind-2 | 3125 | 0.12
Wind-2 | 3126 | 0.12
Wind-2 | 3127 | 0.12
Wind-2 | 3128 | 0.12
Wind-2 | 3129 | 0.12
Wind-2 | 3130 | 0.12
Wind-2 | 3131 | 0.12
Wind-2 | 3132 | 0.12
Wind-2 | 3133 | 0.12
Wind-2 | 3134 | 0.12
Wind-2 | 3135 | 0.12
Wind-2 | 3136 | 0.12
Wind-2 | 3137 | 0.12
Wind-2 | 3138 | 0.12
Wind-2 | 3139 | 0.12
Wind-2 | 3140 | 0.12
Wind-2 | 3141 | 0.12
Wind-2 | 3142 | 0.12
Wind-2 | 3143 | 0.12
Wind-2 | 3144 | 0.12
Wind-2 | 3145 | 0.12
Wind-2 | 3146 | 0.12
Wind-2 | 3147 | 0.12
Wind-2 | 3148 | 0.12
Wind-2 | 3149 | 0.12
Wind-2 | 3150 | 0.12
Wind-2 | 3151 | 0.12
Wind-2 | 3152 | 0.12
Wind-2 | 3153 | 0.12
Wind-2 | 3154 | 0.12
Wind-2 | 3155 | 0.12
Wind-2 | 3156 | 0.12
Wind-2 | 3157 | 0.12
Wind-2 | 3158 | 0.12
Wind-2 | 3159 | 0.12
Wind-2 | 3160 | 0.12
Wind-2 | 3161 | 0.12
Wind-2 | 3162 | 0.12
Wind-2 | 3163 | 0.12
Wind-2 | 3164 | 0.12
Wind-2 | 3165 | 0.12
Wind-2 | 3166 | 0.12
Wind-2 | 3167 | 0.12
Wind-2 | 3168 | 0.12
Wind-2 | 3169 | 0.12
Wind-2 | 3170 | 0.12
Wind-2 | 3171 | 0.12
Wind-2 | 3172 | 0.12
Wind-2 | 3173 | 0.12
Wind-2 | 3174 | 0.12
Wind-2 | 3175 | 0.12
Wind-2 | 3176 | 0.12
Wind-2 | 3177 | 0.12
Wind-2 | 3178 | 0.12
Wind-2 | 3179 | 0.12
Wind-2 | 3180 | 0.12
Wind-2 | 3181 | 0.12
Wind-2 | 3182 | 0.12
Wind-2 | 3183 | 0.12
Wind-2 | 3184 | 0.12
Wind-2 | 3185 | 0.12
Wind-2 | 3186 | 0.12
Wind-2 | 3187 | 0.12
Wind-2 | 3188 | 0.12
Wind-2 | 3189 | 0.12
Wind-2 | 3190 | 0.12
Wind-2 | 3191 | 0.12
Wind-2 | 3192 | 0.12
Wind-2 | 3193 | 0.12
Wind-2 | 3194 | 0.12
Wind-2 | 3195 | 0.12
Wind-2 | 3196 | 0.12
Wind-2 | 3197 | 0.12
Wind-2 | 3198 | 0.12
Wind-2 | 3199 | 0.12
Wind-2 | 3200 | 0.12
Wind-2 | 3201 | 0.12
Wind-2 | 3202 | 0.12
Wind-2 | 3203 | 0.12
Wind-2 | 3204 | 0.12
Wind-2 | 3205 | 0.12
Wind-2 | 3206 | 0.12
Wind-2 | 3207 | 0.12
Wind-2 | 3208 | 0.12
Wind-2 | 3209 | 0.12
Wind-2 | 3210 | 0.12
Wind-2 | 3211 | 0.12
Wind-2 | 3212 | 0.12
Wind-2 | 3213 | 0.12
Wind-2 | 3214 | 0.12
Wind-2 | 3215 | 0.12
Wind-2 | 3216 | 0.12
Wind-2 | 3217 | 0.12
Wind-2 | 3218 | 0.12
Wind-2 | 3219 | 0.12
Wind-2 | 3220 | 0.12
Wind-2 | 3221 | 0.12
Wind-2 | 3222 | 0.12
Wind-2 | 3223 | 0.12
Wind-2 | 3224 | 0.12
Wind-2 | 3225 | 0.12
Wind-2 | 3226 | 0.12
Wind-2 | 3227 | 0.12
Wind-2 | 3228 | 0.12
Wind-2 | 3229 | 0.12
Wind-2 | 3230 | 0.12
Wind-2 | 3231 | 0.12
Wind-2 | 3232 | 0.12
Wind-2 | 3233 | 0.12
Wind-2 | 3234 | 0.12
Wind-2 | 3235 | 0.12
Wind-2 | 3236 | 0.12
Wind-2 | 3237 | 0.12
Wind-2 | 3238 | 0.12
Wind-2 | 3239 | 0.12
Wind-2 | 3240 | 0.12
Wind-2 | 3241 | 0.12
Wind-2 | 3242 | 0.12
Wind-2 | 3243 | 0.12
Wind-2 | 3244 | 0.12
Wind-2 | 3245 | 0.12
Wind-2 | 3246 | 0.12
Wind-2 | 3247 | 0.12
Wind-2 | 3248 | 0.12
Wind-2 | 3249 | 0.12
Wind-2 | 3250 | 0.12
Wind-2 | 3251 | 0.12
Wind-2 | 3252 | 0.12
Wind-2 | 3253 | 0.12
Wind-2 | 3254 | 0.12
Wind-2 | 3255 | 0.12
Wind-2 | 3256 | 0.12
Wind-2 | 3257 | 0.12
Wind-2 | 3258 | 0.12
Wind-2 | 3259 | 0.12
Wind-2 | 3260 | 0.12
Wind-2 | 3261 | 0.12
Wind-2 | 3262 | 0.12
Wind-2 | 3263 | 0.12
Wind-2 | 3264 | 0.12
Wind-2 | 3265 | 0.12
Wind-2 | 3266 | 0.12
Wind-2 | 3267 | 0.12
Wind-2 | 3268 | 0.12
Wind-2 | 3269 | 0.12
Wind-2 | 3270 | 0.12
Wind-2 | 3271 | 0.12
Wind-2 | 3272 | 0.12
Wind-2 | 3273 | 0.12
Wind-2 | 3274 | 0.12
Wind-2 | 3275 | 0.12
Wind-2 | 3276 | 0.12
Wind-2 | 3277 | 0.12
Wind-2 | 3278 | 0.12
Wind-2 | 3279 | 0.12
Wind-2 | 3280 | 0.12
Wind-2 | 3281 | 0.12
Wind-2 | 3282 | 0.12
Wind-2 | 3283 | 0.12
Wind-2 | 3284 | 0.12
Wind-2 | 3285 | 0.12
Wind-2 | 3286 | 0.12
Wind-2 | 3287 | 0.12
Wind-2 | 3288 | 0.12
Wind-2 | 3289 | 0.12
Wind-2 | 3290 | 0.12
Wind-2 | 3291 | 0.12
Wind-2 | 3292 | 0.12
Wind-2 | 3293 | 0.12
Wind-2 | 3294 | 0.12
Wind-2 | 3295 | 0.12
Wind-2 | 3296 | 0.12
Wind-2 | 3297 | 0.12
Wind-2 | 3298 | 0.12
Wind-2 | 3299 | 0.12
Wind-2 | 3300 | 0.12
Wind-2 | 3301 | 0.12
Wind-2 | 3302 | 0.12
Wind-2 | 3303 | 0.12
Wind-2 | 3304 | 0.12
Wind-2 | 3305 | 0.12
Wind-2 | 3306 | 0.12
Wind-2 | 3307 | 0.12
Wind-2 | 3308 | 0.12
Wind-2 | 3309 | 0.12
Wind-2 | 3310 | 0.12
Wind-2 | 3311 | 0.12
Wind-2 | 3312 | 0.12
Wind-2 | 3313 | 0.12
Wind-2 | 3314 | 0.12
Wind-2 | 3315 | 0.12
Wind-2 | 3316 | 0.12
Wind-2 | 3317 | 0.12
Wind-2 | 3318 | 0.12
Wind-2 | 3319 | 0.12
Wind-2 | 3320 | 0.12
Wind-2 | 3321 | 0.12
Wind-2 | 3322 | 0.12
Wind-2 | 3323 | 0.12
Wind-2 | 3324 | 0.12
Wind-2 | 3325 | 0.12
Wind-2 | 3326 | 0.12
Wind-2 | 3327 | 0.12
Wind-2 | 3328 | 0.12
Wind-2 | 3329 | 0.12
Wind-2 | 3330 | 0.12
Wind-2 | 3331 | 0.12
Wind-2 | 3332 | 0.12
Wind-2 | 3333 | 0.12
Wind-2 | 3334 | 0.12
Wind-2 | 3335 | 0.12
Wind-2 | 3336 | 0.12
Wind-2 | 3337 | 0.12
Wind-2 | 3338 | 0.12
Wind-2 | 3339 | 0.12
Wind-2 | 3340 | 0.12
Wind-2 | 3341 | 0.12
Wind-2 | 3342 | 0.12
Wind-2 | 3343 | 0.12
Wind-2 | 3344 | 0.12
Wind-2 | 3345 | 0.12
Wind-2 | 3346 | 0.12
Wind-2 | 3347 | 0.12
Wind-2 | 3348 | 0.12
Wind-2 | 3349 | 0.12
Wind-2 | 3350 | 0.12
Wind-2 | 3351 | 0.12
Wind-2 | 3352 | 0.12
Wind-2 | 3353 | 0.12
Wind-2 | 3354 | 0.12
Wind-2 | 3355 | 0.12
Wind-2 | 3356 | 0.12
Wind-2 | 3357 | 0.12
Wind-2 | 3358 | 0.12
Wind-2 | 3359 | 0.12
Wind-2 | 3360 | 0.12
Wind-2 | 3361 | 0.12
Wind-2 | 3362 | 0.12
Wind-2 | 3363 | 0.12
Wind-2 | 3364 | 0.12
Wind-2 | 3365 | 0.12
Wind-2 | 3366 | 0.12
Wind-2 | 3367 | 0.12
Wind-2 | 3368 | 0.12
Wind-2 | 3369 | 0.12
Wind-2 | 3370 | 0.12
Wind-2 | 3371 | 0.12
Wind-2 | 3372 | 0.12
Wind-2 | 3373 | 0.12
Wind-2 | 3374 | 0.12
Wind-2 | 3375 | 0.12
Wind-2 | 3376 | 0.12
Wind-2 | 3377 | 0.12
Wind-2 | 3378 | 0.12
Wind-2 | 3379 | 0.12
Wind-2 | 3380 | 0.12
Wind-2 | 3381 | 0.12
Wind-2 | 3382 | 0.12
Wind-2 | 3383 | 0.12
Wind-2 | 3384 | 0.12
Wind-2 | 3385 | 0.12
Wind-2 | 3386 | 0.12
Wind-2 | 3387 | 0.12
Wind-2 | 3388 | 0.12
Wind-2 | 3389 | 0.12
Wind-2 | 3390 | 0.12
Wind-2 | 3391 | 0.12
Wind-2 | 3392 | 0.12
Wind-2 | 3393 | 0.12
Wind-2 | 3394 | 0.12
Wind-2 | 3395 | 0.12
Wind-2 | 3396 | 0.12
Wind-2 | 3397 | 0.12
Wind-2 | 3398 | 0.12
Wind-2 | 3399 | 0.12
Wind-2 | 3400 | 0.12
Wind-2 | 3401 | 0.12
Wind-2 | 3402 | 0.12
Wind-2 | 3403 | 0.12
Wind-2 | 3404 | 0.12
Wind-2 | 3405 | 0.12
Wind-2 | 3406 | 0.12
Wind-2 | 3407 | 0.12
Wind-2 | 3408 | 0.12
Wind-2 | 3409 | 0.12
Wind-2 | 3410 | 0.12
Wind-2 | 3411 | 0.12
Wind-2 | 3412 | 0.12
Wind-2 | 3413 | 0.12
Wind-2 | 3414 | 0.12
Wind-2 | 3415 | 0.12
Wind-2 | 3416 | 0.12
Wind-2 | 3417 | 0.12
Wind-2 | 3418 | 0.12
Wind-2 | 3419 | 0.12
Wind-2 | 3420 | 0.12
Wind-2 | 3421 | 0.12
Wind-2 | 3422 | 0.12
Wind-2 | 3423 | 0.12
Wind-2 | 3424 | 0.12
Wind-2 | 3425 | 0.12
Wind-2 | 3426 | 0.12
Wind-2 | 3427 | 0.12
Wind-2 | 3428 | 0.12
Wind-2 | 3429 | 0.12
Wind-2 | 3430 | 0.12
Wind-2 | 3431 | 0.12
Wind-2 | 3432 | 0.12
Wind-2 | 3433 | 0.12
Wind-2 | 3434 | 0.12
Wind-2 | 3435 | 0.12
Wind-2 | 3436 | 0.12
Wind-2 | 3437 | 0.12
Wind-2 | 3438 | 0.12
Wind-2 | 3439 | 0.12
Wind-2 | 3440 | 0.12
Wind-2 | 3441 | 0.12
Wind-2 | 3442 | 0.12
Wind-2 | 3443 | 0.12
Wind-2 | 3444 | 0.12
Wind-2 | 3445 | 0.12
Wind-2 | 3446 | 0.12
Wind-2 | 3447 | 0.12
Wind-2 | 3448 | 0.12
Wind-2 | 3449 | 0.12
Wind-2 | 3450 | 0.12
Wind-2 | 3451 | 0.12
Wind-2 | 3452 | 0.12
Wind-2 | 3453 | 0.12
Wind-2 | 3454 | 0.12
Wind-2 | 3455 | 0.12
Wind-2 | 3456 | 0.12
Wind-2 | 3457 | 0.12
Wind-2 | 3458 | 0.12
Wind-2 | 3459 | 0.12
Wind-2 | 3460 | 0.12
Wind-2 | 3461 | 0.12
Wind-2 | 3462 | 0.12
Wind-2 | 3463 | 0.12
Wind-2 | 3464 | 0.12
Wind-2 | 3465 | 0.12
Wind-2 | 3466 | 0.12
Wind-2 | 3467 | 0.12
Wind-2 | 3468 | 0.12
Wind-2 | 3469 | 0.12
Wind-2 | 3470 | 0.12
Wind-2 | 3471 | 0.12
Wind-2 | 3472 | 0.12
Wind-2 | 3473 | 0.12
Wind-2 | 3474 | 0.12
Wind-2 | 3475 | 0.12
Wind-2 | 3476 | 0.12
Wind-2 | 3477 | 0.12
Wind-2 | 3478 | 0.12
Wind-2 | 3479 | 0.12
Wind-2 | 3480 | 0.12
Wind-2 | 3481 | 0.12
Wind-2 | 3482 | 0.12
Wind-2 | 3483 | 0.12
Wind-2 | 3484 | 0.12
Wind-2 | 3485 | 0.12
Wind-2 | 3486 | 0.12
Wind-2 | 3487 | 0.12
Wind-2 | 3488 | 0.12
Wind-2 | 3489 | 0.12
Wind-2 | 3490 | 0.12
Wind-2 | 3491 | 0.12
Wind-2 | 3492 | 0.12
Wind-2 | 3493 | 0.12
Wind-2 | 3494 | 0.12
Wind-2 | 3495 | 0.12
Wind-2 | 3496 | 0.12
Wind-2 | 3497 | 0.12
Wind-2 | 3498 | 0.12
Wind-2 | 3499 | 0.12
Wind-2 | 3500 | 0.12
Wind-2 | 3501 | 0.12
Wind-2 | 3502 | 0.12
Wind-2 | 3503 | 0.12
Wind-2 | 3504 | 0.12
Wind-2 | 3505 | 0.12
Wind-2 | 3506 | 0.12
Wind-2 | 3507 | 0.12
Wind-2 | 3508 | 0.12
Wind-2 | 3509 | 0.12
Wind-2 | 3510 | 0.12
Wind-2 | 3511 | 0.12
Wind-2 | 3512 | 0.12
Wind-2 | 3513 | 0.12
Wind-2 | 3514 | 0.12
Wind-2 | 3515 | 0.12
Wind-2 | 3516 | 0.12
Wind-2 | 3517 | 0.12
Wind-2 | 3518 | 0.12
Wind-2 | 3519 | 0.12
Wind-2 | 3520 | 0.12
Wind-2 | 3521 | 0.12
Wind-2 | 3522 | 0.12
Wind-2 | 3523 | 0.12
Wind-2 | 3524 | 0.12
Wind-2 | 3525 | 0.12
Wind-2 | 3526 | 0.12
Wind-2 | 3527 | 0.12
Wind-2 | 3528 | 0.12
Wind-2 | 3529 | 0.12
Wind-2 | 3530 | 0.12
Wind-2 | 3531 | 0.12
Wind-2 | 3532 | 0.12
Wind-2 | 3533 | 0.12
Wind-2 | 3534 | 0.12
Wind-2 | 3535 | 0.12
Wind-2 | 3536 | 0.12
Wind-2 | 3537 | 0.12
Wind-2 | 3538 | 0.12
Wind-2 | 3539 | 0.12
Wind-2 | 3540 | 0.12
Wind-2 | 3541 | 0.12
Wind-2 | 3542 | 0.12
Wind-2 | 3543 | 0.12
Wind-2 | 3544 | 0.12
Wind-2 | 3545 | 0.12
Wind-2 | 3546 | 0.12
Wind-2 | 3547 | 0.12
Wind-2 | 3548 | 0.12
Wind-2 | 3549 | 0.12
Wind-2 | 3550 | 0.12
Wind-2 | 3551 | 0.12
Wind-2 | 3552 | 0.12
Wind-2 | 3553 | 0.12
Wind-2 | 3554 | 0.12
Wind-2 | 3555 | 0.12
Wind-2 | 3556 | 0.12
Wind-2 | 3557 | 0.12
Wind-2 | 3558 | 0.12
Wind-2 | 3559 | 0.12
Wind-2 | 3560 | 0.12
Wind-2 | 3561 | 0.12
Wind-2 | 3562 | 0.12
Wind-2 | 3563 | 0.12
Wind-2 | 3564 | 0.12
Wind-2 | 3565 | 0.12
Wind-2 | 3566 | 0.12
Wind-2 | 3567 | 0.12
Wind-2 | 3568 | 0.12
Wind-2 | 3569 | 0.12
Wind-2 | 3570 | 0.12
Wind-2 | 3571 | 0.12
Wind-2 | 3572 | 0.12
Wind-2 | 3573 | 0.12
Wind-2 | 3574 | 0.12
Wind-2 | 3575 | 0.12
Wind-2 | 3576 | 0.12
Wind-2 | 3577 | 0.12
Wind-2 | 3578 | 0.12
Wind-2 | 3579 | 0.12
Wind-2 | 3580 | 0.12
Wind-2 | 3581 | 0.12
Wind-2 | 3582 | 0.12
Wind-2 | 3583 | 0.12
Wind-2 | 3584 | 0.12
Wind-2 | 3585 | 0.12
Wind-2 | 3586 | 0.12
Wind-2 | 3587 | 0.12
Wind-2 | 3588 | 0.12
Wind-2 | 3589 | 0.12
Wind-2 | 3590 | 0.12
Wind-2 | 3591 | 0.12
Wind-2 | 3592 | 0.12
Wind-2 | 3593 | 0.12
Wind-2 | 3594 | 0.12
Wind-2 | 3595 | 0.12
Wind-2 | 3596 | 0.12
Wind-2 | 3597 | 0.12
Wind-2 | 3598 | 0.12
Wind-2 | 3599 | 0.12
Wind-2 | 3600 | 0.12
Wind-2 | 3601 | 0.12
Wind-2 | 3602 | 0.12
Wind-2 | 3603 | 0.12
Wind-2 | 3604 | 0.12
Wind-2 | 3605 | 0.12
Wind-2 | 3606 | 0.12
Wind-2 | 3607 | 0.12
Wind-2 | 3608 | 0.12
Wind-2 | 3609 | 0.12
Wind-2 | 3610 | 0.12
Wind-2 | 3611 | 0.12
Wind-2 | 3612 | 0.12
Wind-2 | 3613 | 0.12
Wind-2 | 3614 | 0.12
Wind-2 | 3615 | 0.12
Wind-2 | 3616 | 0.12
Wind-2 | 3617 | 0.12
Wind-2 | 3618 | 0.12
Wind-2 | 3619 | 0.12
Wind-2 | 3620 | 0.12
Wind-2 | 3621 | 0.12
Wind-2 | 3622 | 0.12
Wind-2 | 3623 | 0.12
Wind-2 | 3624 | 0.12
Wind-2 | 3625 | 0.12
Wind-2 | 3626 | 0.12
Wind-2 | 3627 | 0.12
Wind-2 | 3628 | 0.12
Wind-2 | 3629 | 0.12
Wind-2 | 3630 | 0.12
Wind-2 | 3631 | 0.12
Wind-2 | 3632 | 0.12
Wind-2 | 3633 | 0.12
Wind-2 | 3634 | 0.12
Wind-2 | 3635 | 0.12
Wind-2 | 3636 | 0.12
Wind-2 | 3637 | 0.12
Wind-2 | 3638 | 0.12
Wind-2 | 3639 | 0.12
Wind-2 | 3640 | 0.12
Wind-2 | 3641 | 0.12
Wind-2 | 3642 | 0.12
Wind-2 | 3643 | 0.12
Wind-2 | 3644 | 0.12
Wind-2 | 3645 | 0.12
Wind-2 | 3646 | 0.12
Wind-2 | 3647 | 0.12
Wind-2 | 3648 | 0.12
Wind-2 | 3649 | 0.12
Wind-2 | 3650 | 0.12
Wind-2 | 3651 | 0.12
Wind-2 | 3652 | 0.12
Wind-2 | 3653 | 0.12
Wind-2 | 3654 | 0.12
Wind-2 | 3655 | 0.12
Wind-2 | 3656 | 0.12
Wind-2 | 3657 | 0.12
Wind-2 | 3658 | 0.12
Wind-2 | 3659 | 0.12
Wind-2 | 3660 | 0.12
Wind-2 | 3661 | 0.12
Wind-2 | 3662 | 0.12
Wind-2 | 3663 | 0.12
Wind-2 | 3664 | 0.12
Wind-2 | 3665 | 0.12
Wind-2 | 3666 | 0.12
Wind-2 | 3667 | 0.12
Wind-2 | 3668 | 0.12
Wind-2 | 3669 | 0.12
Wind-2 | 3670 | 0.12
Wind-2 | 3671 | 0.12
Wind-2 | 3672 | 0.12
Wind-2 | 3673 | 0.12
Wind-2 | 3674 | 0.12
Wind-2 | 3675 | 0.12
Wind-2 | 3676 | 0.12
Wind-2 | 3677 | 0.12
Wind-2 | 3678 | 0.12
Wind-2 | 3679 | 0.12
Wind-2 | 3680 | 0.12
Wind-2 | 3681 | 0.12
Wind-2 | 3682 | 0.12
Wind-2 | 3683 | 0.12
Wind-2 | 3684 | 0.12
Wind-2 | 3685 | 0.12
Wind-2 | 3686 | 0.12
Wind-2 | 3687 | 0.12
Wind-2 | 3688 | 0.12
Wind-2 | 3689 | 0.12
Wind-2 | 3690 | 0.12
Wind-2 | 3691 | 0.12
Wind-2 | 3692 | 0.12
Wind-2 | 3693 | 0.12
Wind-2 | 3694 | 0.12
Wind-2 | 3695 | 0.12
Wind-2 | 3696 | 0.12
Wind-2 | 3697 | 0.12
Wind-2 | 3698 | 0.12
Wind-2 | 3699 | 0.12
Wind-2 | 3700 | 0.12
Wind-2 | 3701 | 0.12
Wind-2 | 3702 | 0.12
Wind-2 | 3703 | 0.12
Wind-2 | 3704 | 0.12
Wind-2 | 3705 | 0.12
Wind-2 | 3706 | 0.12
Wind-2 | 3707 | 0.12
Wind-2 | 3708 | 0.12
Wind-2 | 3709 | 0.12
Wind-2 | 3710 | 0.12
Wind-2 | 3711 | 0.12
Wind-2 | 3712 | 0.12
Wind-2 | 3713 | 0.12
Wind-2 | 3714 | 0.12
Wind-2 | 3715 | 0.12
Wind-2 | 3716 | 0.12
Wind-2 | 3717 | 0.12
Wind-2 | 3718 | 0.12
Wind-2 | 3719 | 0.12
Wind-2 | 3720 | 0.12
Wind-2 | 3721 | 0.12
Wind-2 | 3722 | 0.12
Wind-2 | 3723 | 0.12
Wind-2 | 3724 | 0.12
Wind-2 | 3725 | 0.12
Wind-2 | 3726 | 0.12
Wind-2 | 3727 | 0.12
Wind-2 | 3728 | 0.12
Wind-2 | 3729 | 0.12
Wind-2 | 3730 | 0.12
Wind-2 | 3731 | 0.12
Wind-2 | 3732 | 0.12
Wind-2 | 3733 | 0.12
Wind-2 | 3734 | 0.12
Wind-2 | 3735 | 0.12
Wind-2 | 3736 | 0.12
Wind-2 | 3737 | 0.12
Wind-2 | 3738 | 0.12
Wind-2 | 3739 | 0.12
Wind-2 | 3740 | 0.12
Wind-2 | 3741 | 0.12
Wind-2 | 3742 | 0.12
Wind-2 | 3743 | 0.12
Wind-2 | 3744 | 0.12
Wind-2 | 3745 | 0.12
Wind-2 | 3746 | 0.12
Wind-2 | 3747 | 0.12
Wind-2 | 3748 | 0.12
Wind-2 | 3749 | 0.12
Wind-2 | 3750 | 0.12
Wind-2 | 3751 | 0.12
Wind-2 | 3752 | 0.12
Wind-2 | 3753 | 0.12
Wind-2 | 3754 | 0.12
Wind-2 | 3755 | 0.12
Wind-2 | 3756 | 0.12
Wind-2 | 3757 | 0.12
Wind-2 | 3758 | 0.12
Wind-2 | 3759 | 0.12
Wind-2 | 3760 | 0.12
Wind-2 | 3761 | 0.12
Wind-2 | 3762 | 0.12
Wind-2 | 3763 | 0.12
Wind-2 | 3764 | 0.12
Wind-2 | 3765 | 0.12
Wind-2 | 3766 | 0.12
Wind-2 | 3767 | 0.12
Wind-2 | 3768 | 0.12
Wind-2 | 3769 | 0.12
Wind-2 | 3770 | 0.12
Wind-2 | 3771 | 0.12
Wind-2 | 3772 | 0.12
Wind-2 | 3773 | 0.12
Wind-2 | 3774 | 0.12
Wind-2 | 3775 | 0.12
Wind-2 | 3776 | 0.12
Wind-2 | 3777 | 0.12
Wind-2 | 3778 | 0.12
Wind-2 | 3779 | 0.12
Wind-2 | 3780 | 0.12
Wind-2 | 3781 | 0.12
Wind-2 | 3782 | 0.12
Wind-2 | 3783 | 0.12
Wind-2 | 3784 | 0.12
Wind-2 | 3785 | 0.12
Wind-2 | 3786 | 0.12
Wind-2 | 3787 | 0.12
Wind-2 | 3788 | 0.12
Wind-2 | 3789 | 0.12
Wind-2 | 3790 | 0.12
Wind-2 | 3791 | 0.12
Wind-2 | 3792 | 0.12
Wind-2 | 3793 | 0.12
Wind-2 | 3794 | 0.12
Wind-2 | 3795 | 0.12
Wind-2 | 3796 | 0.12
Wind-2 | 3797 | 0.12
Wind-2 | 3798 | 0.12
Wind-2 | 3799 | 0.12
Wind-2 | 3800 | 0.12
Wind-2 | 3801 | 0.12
Wind-2 | 3802 | 0.12
Wind-2 | 3803 | 0.12
Wind-2 | 3804 | 0.12
Wind-2 | 3805 | 0.12
Wind-2 | 3806 | 0.12
Wind-2 | 3807 | 0.12
Wind-2 | 3808 | 0.12
Wind-2 | 3809 | 0.12
Wind-2 | 3810 | 0.12
Wind-2 | 3811 | 0.12
Wind-2 | 3812 | 0.12
Wind-2 | 3813 | 0.12
Wind-2 | 3814 | 0.12
Wind-2 | 3815 | 0.12
Wind-2 | 3816 | 0.12
Wind-2 | 3817 | 0.12
Wind-2 | 3818 | 0.12
Wind-2 | 3819 | 0.12
Wind-2 | 3820 | 0.12
Wind-2 | 3821 | 0.12
Wind-2 | 3822 | 0.12
Wind-2 | 3823 | 0.12
Wind-2 | 3824 | 0.12
Wind-2 | 3825 | 0.12
Wind-2 | 3826 | 0.12
Wind-2 | 3827 | 0.12
Wind-2 | 3828 | 0.12
Wind-2 | 3829 | 0.12
Wind-2 | 3830 | 0.12
Wind-2 | 3831 | 0.12
Wind-2 | 3832 | 0.12
Wind-2 | 3833 | 0.12
Wind-2 | 3834 | 0.12
Wind-2 | 3835 | 0.12
Wind-2 | 3836 | 0.12
Wind-2 | 3837 | 0.12
Wind-2 | 3838 | 0.12
Wind-2 | 3839 | 0.12
Wind-2 | 3840 | 0.12
Wind-2 | 3841 | 0.12
Wind-2 | 3842 | 0.12
Wind-2 | 3843 | 0.12
Wind-2 | 3844 | 0.12
Wind-2 | 3845 | 0.12
Wind-2 | 3846 | 0.12
Wind-2 | 3847 | 0.12
Wind-2 | 3848 | 0.12
Wind-2 | 3849 | 0.12
Wind-2 | 3850 | 0.12
Wind-2 | 3851 | 0.12
Wind-2 | 3852 | 0.12
Wind-2 | 3853 | 0.12
Wind-2 | 3854 | 0.12
Wind-2 | 3855 | 0.12
Wind-2 | 3856 | 0.12
Wind-2 | 3857 | 0.12
Wind-2 | 3858 | 0.12
Wind-2 | 3859 | 0.12
Wind-2 | 3860 | 0.12
Wind-2 | 3861 | 0.12
Wind-2 | 3862 | 0.12
Wind-2 | 3863 | 0.12
Wind-2 | 3864 | 0.12
Wind-2 | 3865 | 0.12
Wind-2 | 3866 | 0.12
Wind-2 | 3867 | 0.12
Wind-2 | 3868 | 0.12
Wind-2 | 3869 | 0.12
Wind-2 | 3870 | 0.12
Wind-2 | 3871 | 0.12
Wind-2 | 3872 | 0.12
Wind-2 | 3873 | 0.12
Wind-2 | 3874 | 0.12
Wind-2 | 3875 | 0.12
Wind-2 | 3876 | 0.12
Wind-2 | 3877 | 0.12
Wind-2 | 3878 | 0.12
Wind-2 | 3879 | 0.12
Wind-2 | 3880 | 0.12
Wind-2 | 3881 | 0.12
Wind-2 | 3882 | 0.12
Wind-2 | 3883 | 0.12
Wind-2 | 3884 | 0.12
Wind-2 | 3885 | 0.12
Wind-2 | 3886 | 0.12
Wind-2 | 3887 | 0.12
Wind-2 | 3888 | 0.12
Wind-2 | 3889 | 0.12
Wind-2 | 3890 | 0.12
Wind-2 | 3891 | 0.12
Wind-2 | 3892 | 0.12
Wind-2 | 3893 | 0.12
Wind-2 | 3894 | 0.12
Wind-2 | 3895 | 0.12
Wind-2 | 3896 | 0.12
Wind-2 | 3897 | 0.12
Wind-2 | 3898 | 0.12
Wind-2 | 3899 | 0.12
Wind-2 | 3900 | 0.12
Wind-2 | 3901 | 0.12
Wind-2 | 3902 | 0.12
Wind-2 | 3903 | 0.12
Wind-2 | 3904 | 0.12
Wind-2 | 3905 | 0.12
Wind-2 | 3906 | 0.12
Wind-2 | 3907 | 0.12
Wind-2 | 3908 | 0.12
Wind-2 | 3909 | 0.12
Wind-2 | 3910 | 0.12
Wind-2 | 3911 | 0.12
Wind-2 | 3912 | 0.12
Wind-2 | 3913 | 0.12
Wind-2 | 3914 | 0.12
Wind-2 | 3915 | 0.12
Wind-2 | 3916 | 0.12
Wind-2 | 3917 | 0.12
Wind-2 | 3918 | 0.12
Wind-2 | 3919 | 0.12
Wind-2 | 3920 | 0.12
Wind-2 | 3921 | 0.12
Wind-2 | 3922 | 0.12
Wind-2 | 3923 | 0.12
Wind-2 | 3924 | 0.12
Wind-2 | 3925 | 0.12
Wind-2 | 3926 | 0.12
Wind-2 | 3927 | 0.12
Wind-2 | 3928 | 0.12
Wind-2 | 3929 | 0.12
Wind-2 | 3930 | 0.12
Wind-2 | 3931 | 0.12
Wind-2 | 3932 | 0.12
Wind-2 | 3933 | 0.12
Wind-2 | 3934 | 0.12
Wind-2 | 3935 | 0.12
Wind-2 | 3936 | 0.12
Wind-2 | 3937 | 0.12
Wind-2 | 3938 | 0.12
Wind-2 | 3939 | 0.12
Wind-2 | 3940 | 0.12
Wind-2 | 3941 | 0.12
Wind-2 | 3942 | 0.12
Wind-2 | 3943 | 0.12
Wind-2 | 3944 | 0.12
Wind-2 | 3945 | 0.12
Wind-2 | 3946 | 0.12
Wind-2 | 3947 | 0.12
Wind-2 | 3948 | 0.12
Wind-2 | 3949 | 0.12
Wind-2 | 3950 | 0.12
Wind-2 | 3951 | 0.12
Wind-2 | 3952 | 0.12
Wind-2 | 3953 | 0.12
Wind-2 | 3954 | 0.12
Wind-2 | 3955 | 0.12
Wind-2 | 3956 | 0.12
Wind-2 | 3957 | 0.12
Wind-2 | 3958 | 0.12
Wind-2 | 3959 | 0.12
Wind-2 | 3960 | 0.12
Wind-2 | 3961 | 0.12
Wind-2 | 3962 | 0.12
Wind-2 | 3963 | 0.12
Wind-2 | 3964 | 0.12
Wind-2 | 3965 | 0.12
Wind-2 | 3966 | 0.12
Wind-2 | 3967 | 0.12
Wind-2 | 3968 | 0.12
Wind-2 | 3969 | 0.12
Wind-2 | 3970 | 0.12
Wind-2 | 3971 | 0.12
Wind-2 | 3972 | 0.12
Wind-2 | 3973 | 0.12
Wind-2 | 3974 | 0.12
Wind-2 | 3975 | 0.12
Wind-2 | 3976 | 0.12
Wind-2 | 3977 | 0.12
Wind-2 | 3978 | 0.12
Wind-2 | 3979 | 0.12
Wind-2 | 3980 | 0.12
Wind-2 | 3981 | 0.12
Wind-2 | 3982 | 0.12
Wind-2 | 3983 | 0.12
Wind-2 | 3984 | 0.12
Wind-2 | 3985 | 0.12
Wind-2 | 3986 | 0.12
Wind-2 | 3987 | 0.12
Wind-2 | 3988 | 0.12
Wind-2 | 3989 | 0.12
Wind-2 | 3990 | 0.12
Wind-2 | 3991 | 0.12
Wind-2 | 3992 | 0.12
Wind-2 | 3993 | 0.12
Wind-2 | 3994 | 0.12
Wind-2 | 3995 | 0.12
Wind-2 | 3996 | 0.12
Wind-2 | 3997 | 0.12
Wind-2 | 3998 | 0.12
Wind-2 | 3999 | 0.12
Wind-2 | 4000 | 0.12
Wind-2 | 4001 | 0.12
Wind-2 | 4002 | 0.12
Wind-2 | 4003 | 0.12
Wind-2 | 4004 | 0.12
Wind-2 | 4005 | 0.12
Wind-2 | 4006 | 0.12
Wind-2 | 4007 | 0.12
Wind-2 | 4008 | 0.12
Wind-2 | 4009 | 0.12
Wind-2 | 4010 | 0.12
Wind-2 | 4011 | 0.12
Wind-2 | 4012 | 0.12
Wind-2 | 4013 | 0.12
Wind-2 | 4014 | 0.12
Wind-2 | 4015 | 0.12
Wind-2 | 4016 | 0.12
Wind-2 | 4017 | 0.12
Wind-2 | 4018 | 0.12
Wind-2 | 4019 | 0.12
Wind-2 | 4020 | 0.12
Wind-2 | 4021 | 0.12
Wind-2 | 4022 | 0.12
Wind-2 | 4023 | 0.12
Wind-2 | 4024 | 0.12
Wind-2 | 4025 | 0.12
Wind-2 | 4026 | 0.12
Wind-2 | 4027 | 0.12
Wind-2 | 4028 | 0.12
Wind-2 | 4029 | 0.12
Wind-2 | 4030 | 0.12
Wind-2 | 4031 | 0.12
Wind-2 | 4032 | 0.12
Wind-2 | 4033 | 0.12
Wind-2 | 4034 | 0.12
Wind-2 | 4035 | 0.12
Wind-2 | 4036 | 0.12
Wind-2 | 4037 | 0.12
Wind-2 | 4038 | 0.12
Wind-2 | 4039 | 0.12
Wind-2 | 4040 | 0.12
Wind-2 | 4041 | 0.12
Wind-2 | 4042 | 0.12
Wind-2 | 4043 | 0.12
Wind-2 | 4044 | 0.12
Wind-2 | 4045 | 0.12
Wind-2 | 4046 | 0.12
Wind-2 | 4047 | 0.12
Wind-2 | 4048 | 0.12
Wind-2 | 4049 | 0.12
Wind-2 | 4050 | 0.12
Wind-2 | 4051 | 0.12
Wind-2 | 4052 | 0.12
Wind-2 | 4053 | 0.12
Wind-2 | 4054 | 0.12
Wind-2 | 4055 | 0.12
Wind-2 | 4056 | 0.12
Wind-2 | 4057 | 0.12
Wind-2 | 4058 | 0.12
Wind-2 | 4059 | 0.12
Wind-2 | 4060 | 0.12
Wind-2 | 4061 | 0.12
Wind-2 | 4062 | 0.12
Wind-2 | 4063 | 0.12
Wind-2 | 4064 | 0.12
Wind-2 | 4065 | 0.12
Wind-2 | 4066 | 0.12
Wind-2 | 4067 | 0.12
Wind-2 | 4068 | 0.12
Wind-2 | 4069 | 0.12
Wind-2 | 4070 | 0.12
Wind-2 | 4071 | 0.12
Wind-2 | 4072 | 0.12
Wind-2 | 4073 | 0.12
Wind-2 | 4074 | 0.12
Wind-2 | 4075 | 0.12
Wind-2 | 4076 | 0.12
Wind-2 | 4077 | 0.12
Wind-2 | 4078 | 0.12
Wind-2 | 4079 | 0.12
Wind-2 | 4080 | 0.12
Wind-2 | 4081 | 0.12
Wind-2 | 4082 | 0.12
Wind-2 | 4083 | 0.12
Wind-2 | 4084 | 0.12
Wind-2 | 4085 | 0.12
Wind-2 | 4086 | 0.12
Wind-2 | 4087 | 0.12
Wind-2 | 4088 | 0.12
Wind-2 | 4089 | 0.12
Wind-2 | 4090 | 0.12
Wind-2 | 4091 | 0.12
Wind-2 | 4092 | 0.12
Wind-2 | 4093 | 0.12
Wind-2 | 4094 | 0.12
Wind-2 | 4095 | 0.12
Wind-2 | 4096 | 0.12
Wind-2 | 4097 | 0.12
Wind-2 | 4098 | 0.12
Wind-2 | 4099 | 0.12
Wind-2 | 4100 | 0.12
Wind-2 | 4101 | 0.12
Wind-2 | 4102 | 0.12
Wind-2 | 4103 | 0.12
Wind-2 | 4104 | 0.12
Wind-2 | 4105 | 0.12
Wind-2 | 4106 | 0.12
Wind-2 | 4107 | 0.12
Wind-2 | 4108 | 0.12
Wind-2 | 4109 | 0.12
Wind-2 | 4110 | 0.12
Wind-2 | 4111 | 0.12
Wind-2 | 4112 | 0.12
Wind-2 | 4113 | 0.12
Wind-2 | 4114 | 0.12
Wind-2 | 4115 | 0.12
Wind-2 | 4116 | 0.12
Wind-2 | 4117 | 0.12
Wind-2 | 4118 | 0.12
Wind-2 | 4119 | 0.12
Wind-2 | 4120 | 0.12
Wind-2 | 4121 | 0.12
Wind-2 | 4122 | 0.12
Wind-2 | 4123 | 0.12
Wind-2 | 4124 | 0.12
Wind-2 | 4125 | 0.12
Wind-2 | 4126 | 0.12
Wind-2 | 4127 | 0.12
Wind-2 | 4128 | 0.12
Wind-2 | 4129 | 0.12
Wind-2 | 4130 | 0.12
Wind-2 | 4131 | 0.12
Wind-2 | 4132 | 0.12
Wind-2 | 4133 | 0.12
Wind-2 | 4134 | 0.12
Wind-2 | 4135 | 0.12
Wind-2 | 4136 | 0.12
Wind-2 | 4137 | 0.12
Wind-2 | 4138 | 0.12
Wind-2 | 4139 | 0.12
Wind-2 | 4140 | 0.12
Wind-2 | 4141 | 0.12
Wind-2 | 4142 | 0.12
Wind-2 | 4143 | 0.12
Wind-2 | 4144 | 0.12
Wind-2 | 4145 | 0.12
Wind-2 | 4146 | 0.12
Wind-2 | 4147 | 0.12
Wind-2 | 4148 | 0.12
Wind-2 | 4149 | 0.12
Wind-2 | 4150 | 0.12
Wind-2 | 4151 | 0.12
Wind-2 | 4152 | 0.12
Wind-2 | 4153 | 0.12
Wind-2 | 4154 | 0.12
Wind-2 | 4155 | 0.12
Wind-2 | 4156 | 0.12
Wind-2 | 4157 | 0.12
Wind-2 | 4158 | 0.12
Wind-2 | 4159 | 0.12
Wind-2 | 4160 | 0.12
Wind-2 | 4161 | 0.12
Wind-2 | 4162 | 0.12
Wind-2 | 4163 | 0.12
Wind-2 | 4164 | 0.12
Wind-2 | 4165 | 0.12
Wind-2 | 4166 | 0.12
Wind-2 | 4167 | 0.12
Wind-2 | 4168 | 0.12
Wind-2 | 4169 | 0.12
Wind-2 | 4170 | 0.12
Wind-2 | 4171 | 0.12
Wind-2 | 4172 | 0.12
Wind-2 | 4173 | 0.12
Wind-2 | 4174 | 0.12
Wind-2 | 4175 | 0.12
Wind-2 | 4176 | 0.12
Wind-2 | 4177 | 0.12
Wind-2 | 4178 | 0.12
Wind-2 | 4179 | 0.12
Wind-2 | 4180 | 0.12
Wind-2 | 4181 | 0.12
Wind-2 | 4182 | 0.12
Wind-2 | 4183 | 0.12
Wind-2 | 4184 | 0.12
Wind-2 | 4185 | 0.12
Wind-2 | 4186 | 0.12
Wind-2 | 4187 | 0.12
Wind-2 | 4188 | 0.12
Wind-2 | 4189 | 0.12
Wind-2 | 4190 | 0.12
Wind-2 | 4191 | 0.12
Wind-2 | 4192 | 0.12
Wind-2 | 4193 | 0.12
Wind-2 | 4194 | 0.12
Wind-2 | 4195 | 0.12
Wind-2 | 4196 | 0.12
Wind-2 | 4197 | 0.12
Wind-2 | 4198 | 0.12
Wind-2 | 4199 | 0.12
Wind-2 | 4200 | 0.12
Wind-2 | 4201 | 0.12
Wind-2 | 4202 | 0.12
Wind-2 | 4203 | 0.12
Wind-2 | 4204 | 0.12
Wind-2 | 4205 | 0.12
Wind-2 | 4206 | 0.12
Wind-2 | 4207 | 0.12
Wind-2 | 4208 | 0.12
Wind-2 | 4209 | 0.12
Wind-2 | 4210 | 0.12
Wind-2 | 4211 | 0.12
Wind-2 | 4212 | 0.12
Wind-2 | 4213 | 0.12
Wind-2 | 4214 | 0.12
Wind-2 | 4215 | 0.12
Wind-2 | 4216 | 0.12
Wind-2 | 4217 | 0.12
Wind-2 | 4218 | 0.12
Wind-2 | 4219 | 0.12
Wind-2 | 4220 | 0.12
Wind-2 | 4221 | 0.12
Wind-2 | 4222 | 0.12
Wind-2 | 4223 | 0.12
Wind-2 | 4224 | 0.12
Wind-2 | 4225 | 0.12
Wind-2 | 4226 | 0.12
Wind-2 | 4227 | 0.12
Wind-2 | 4228 | 0.12
Wind-2 | 4229 | 0.12
Wind-2 | 4230 | 0.12
Wind-2 | 4231 | 0.12
Wind-2 | 4232 | 0.12
Wind-2 | 4233 | 0.12
Wind-2 | 4234 | 0.12
Wind-2 | 4235 | 0.12
Wind-2 | 4236 | 0.12
Wind-2 | 4237 | 0.12
Wind-2 | 4238 | 0.12
Wind-2 | 4239 | 0.12
Wind-2 | 4240 | 0.12
Wind-2 | 4241 | 0.12
Wind-2 | 4242 | 0.12
Wind-2 | 4243 | 0.12
Wind-2 | 4244 | 0.12
Wind-2 | 4245 | 0.12
Wind-2 | 4246 | 0.12
Wind-2 | 4247 | 0.12
Wind-2 | 4248 | 0.12
Wind-2 | 4249 | 0.12
Wind-2 | 4250 | 0.12
Wind-2 | 4251 | 0.12
Wind-2 | 4252 | 0.12
Wind-2 | 4253 | 0.12
Wind-2 | 4254 | 0.12
Wind-2 | 4255 | 0.12
Wind-2 | 4256 | 0.12
Wind-2 | 4257 | 0.12
Wind-2 | 4258 | 0.12
Wind-2 | 4259 | 0.12
Wind-2 | 4260 | 0.12
Wind-2 | 4261 | 0.12
Wind-2 | 4262 | 0.12
Wind-2 | 4263 | 0.12
Wind-2 | 4264 | 0.12
Wind-2 | 4265 | 0.12
Wind-2 | 4266 | 0.12
Wind-2 | 4267 | 0.12
Wind-2 | 4268 | 0.12
Wind-2 | 4269 | 0.12
Wind-2 | 4270 | 0.12
Wind-2 | 4271 | 0.12
Wind-2 | 4272 | 0.12
Wind-2 | 4273 | 0.12
Wind-2 | 4274 | 0.12
Wind-2 | 4275 | 0.12
Wind-2 | 4276 | 0.12
Wind-2 | 4277 | 0.12
Wind-2 | 4278 | 0.12
Wind-2 | 4279 | 0.12
Wind-2 | 4280 | 0.12
Wind-2 | 4281 | 0.12
Wind-2 | 4282 | 0.12
Wind-2 | 4283 | 0.12
Wind-2 | 4284 | 0.12
Wind-2 | 4285 | 0.12
Wind-2 | 4286 | 0.12
Wind-2 | 4287 | 0.12
Wind-2 | 4288 | 0.12
Wind-2 | 4289 | 0.12
Wind-2 | 4290 | 0.12
Wind-2 | 4291 | 0.12
Wind-2 | 4292 | 0.12
Wind-2 | 4293 | 0.12
Wind-2 | 4294 | 0.12
Wind-2 | 4295 | 0.12
Wind-2 | 4296 | 0.12
Wind-2 | 4297 | 0.12
Wind-2 | 4298 | 0.12
Wind-2 | 4299 | 0.12
Wind-2 | 4300 | 0.12
Wind-2 | 4301 | 0.12
Wind-2 | 4302 | 0.12
Wind-2 | 4303 | 0.12
Wind-2 | 4304 | 0.12
Wind-2 | 4305 | 0.12
Wind-2 | 4306 | 0.12
Wind-2 | 4307 | 0.12
Wind-2 | 4308 | 0.12
Wind-2 | 4309 | 0.12
Wind-2 | 4310 | 0.12
Wind-2 | 4311 | 0.12
Wind-2 | 4312 | 0.12
Wind-2 | 4313 | 0.12
Wind-2 | 4314 | 0.12
Wind-2 | 4315 | 0.12
Wind-2 | 4316 | 0.12
Wind-2 | 4317 | 0.12
Wind-2 | 4318 | 0.12
Wind-2 | 4319 | 0.12
Wind-2 | 4320 | 0.12
Wind-2 | 4321 | 0.12
Wind-2 | 4322 | 0.12
Wind-2 | 4323 | 0.12
Wind-2 | 4324 | 0.12
Wind-2 | 4325 | 0.12
Wind-2 | 4326 | 0.12
Wind-2 | 4327 | 0.12
Wind-2 | 4328 | 0.12
Wind-2 | 4329 | 0.12
Wind-2 | 4330 | 0.12
Wind-2 | 4331 | 0.12
Wind-2 | 4332 | 0.12
Wind-2 | 4333 | 0.12
Wind-2 | 4334 | 0.12
Wind-2 | 4335 | 0.12
Wind-2 | 4336 | 0.12
Wind-2 | 4337 | 0.12
Wind-2 | 4338 | 0.12
Wind-2 | 4339 | 0.12
Wind-2 | 4340 | 0.12
Wind-2 | 4341 | 0.12
Wind-2 | 4342 | 0.12
Wind-2 | 4343 | 0.12
Wind-2 | 4344 | 0.12
Wind-2 | 4345 | 0.12
Wind-2 | 4346 | 0.12
Wind-2 | 4347 | 0.12
Wind-2 | 4348 | 0.12
Wind-2 | 4349 | 0.12
Wind-2 | 4350 | 0.12
Wind-2 | 4351 | 0.12
Wind-2 | 4352 | 0.12
Wind-2 | 4353 | 0.12
Wind-2 | 4354 | 0.12
Wind-2 | 4355 | 0.12
Wind-2 | 4356 | 0.12
Wind-2 | 4357 | 0.12
Wind-2 | 4358 | 0.12
Wind-2 | 4359 | 0.12
Wind-2 | 4360 | 0.12
Wind-2 | 4361 | 0.12
Wind-2 | 4362 | 0.12
Wind-2 | 4363 | 0.12
Wind-2 | 4364 | 0.12
Wind-2 | 4365 | 0.12
Wind-2 | 4366 | 0.12
Wind-2 | 4367 | 0.12
Wind-2 | 4368 | 0.12
Wind-2 | 4369 | 0.12
Wind-2 | 4370 | 0.12
Wind-2 | 4371 | 0.12
Wind-2 | 4372 | 0.12
Wind-2 | 4373 | 0.12
Wind-2 | 4374 | 0.12
Wind-2 | 4375 | 0.12
Wind-2 | 4376 | 0.12
Wind-2 | 4377 | 0.12
Wind-2 | 4378 | 0.12
Wind-2 | 4379 | 0.12
Wind-2 | 4380 | 0.12
Wind-2 | 4381 | 0.12
Wind-2 | 4382 | 0.12
Wind-2 | 4383 | 0.12
Wind-2 | 4384 | 0.12
Wind-2 | 4385 | 0.12
Wind-2 | 4386 | 0.12
Wind-2 | 4387 | 0.12
Wind-2 | 4388 | 0.12
Wind-2 | 4389 | 0.12
Wind-2 | 4390 | 0.12
Wind-2 | 4391 | 0.12
Wind-2 | 4392 | 0.12
Wind-2 | 4393 | 0.12
Wind-2 | 4394 | 0.12
Wind-2 | 4395 | 0.12
Wind-2 | 4396 | 0.12
Wind-2 | 4397 | 0.12
Wind-2 | 4398 | 0.12
Wind-2 | 4399 | 0.12
Wind-2 | 4400 | 0.12
Wind-2 | 4401 | 0.12
Wind-2 | 4402 | 0.12
Wind-2 | 4403 | 0.12
Wind-2 | 4404 | 0.12
Wind-2 | 4405 | 0.12
Wind-2 | 4406 | 0.12
Wind-2 | 4407 | 0.12
Wind-2 | 4408 | 0.12
Wind-2 | 4409 | 0.12
Wind-2 | 4410 | 0.12
Wind-2 | 4411 | 0.12
Wind-2 | 4412 | 0.12
Wind-2 | 4413 | 0.12
Wind-2 | 4414 | 0.12
Wind-2 | 4415 | 0.12
Wind-2 | 4416 | 0.12
Wind-2 | 4417 | 0.12
Wind-2 | 4418 | 0.12
Wind-2 | 4419 | 0.12
Wind-2 | 4420 | 0.12
Wind-2 | 4421 | 0.12
Wind-2 | 4422 | 0.12
Wind-2 | 4423 | 0.12
Wind-2 | 4424 | 0.12
Wind-2 | 4425 | 0.12
Wind-2 | 4426 | 0.12
Wind-2 | 4427 | 0.12
Wind-2 | 4428 | 0.12
Wind-2 | 4429 | 0.12
Wind-2 | 4430 | 0.12
Wind-2 | 4431 | 0.12
Wind-2 | 4432 | 0.12
Wind-2 | 4433 | 0.12
Wind-2 | 4434 | 0.12
Wind-2 | 4435 | 0.12
Wind-2 | 4436 | 0.12
Wind-2 | 4437 | 0.12
Wind-2 | 4438 | 0.12
Wind-2 | 4439 | 0.12
Wind-2 | 4440 | 0.12
Wind-2 | 4441 | 0.12
Wind-2 | 4442 | 0.12
Wind-2 | 4443 | 0.12
Wind-2 | 4444 | 0.12
Wind-2 | 4445 | 0.12
Wind-2 | 4446 | 0.12
Wind-2 | 4447 | 0.12
Wind-2 | 4448 | 0.12
Wind-2 | 4449 | 0.12
Wind-2 | 4450 | 0.12
Wind-2 | 4451 | 0.12
Wind-2 | 4452 | 0.12
Wind-2 | 4453 | 0.12
Wind-2 | 4454 | 0.12
Wind-2 | 4455 | 0.12
Wind-2 | 4456 | 0.12
Wind-2 | 4457 | 0.12
Wind-2 | 4458 | 0.12
Wind-2 | 4459 | 0.12
Wind-2 | 4460 | 0.12
Wind-2 | 4461 | 0.12
Wind-2 | 4462 | 0.12
Wind-2 | 4463 | 0.12
Wind-2 | 4464 | 0.12
Wind-2 | 4465 | 0.12
Wind-2 | 4466 | 0.12
Wind-2 | 4467 | 0.12
Wind-2 | 4468 | 0.12
Wind-2 | 4469 | 0.12
Wind-2 | 4470 | 0.12
Wind-2 | 4471 | 0.12
Wind-2 | 4472 | 0.12
Wind-2 | 4473 | 0.12
Wind-2 | 4474 | 0.12
Wind-2 | 4475 | 0.12
Wind-2 | 4476 | 0.12
Wind-2 | 4477 | 0.12
Wind-2 | 4478 | 0.12
Wind-2 | 4479 | 0.12
Wind-2 | 4480 | 0.12
Wind-2 | 4481 | 0.12
Wind-2 | 4482 | 0.12
Wind-2 | 4483 | 0.12
Wind-2 | 4484 | 0.12
Wind-2 | 4485 | 0.12
Wind-2 | 4486 | 0.12
Wind-2 | 4487 | 0.12
Wind-2 | 4488 | 0.12
Wind-2 | 4489 | 0.12
Wind-2 | 4490 | 0.12
Wind-2 | 4491 | 0.12
Wind-2 | 4492 | 0.12
Wind-2 | 4493 | 0.12
Wind-2 | 4494 | 0.12
Wind-2 | 4495 | 0.12
Wind-2 | 4496 | 0.12
Wind-2 | 4497 | 0.12
Wind-2 | 4498 | 0.12
Wind-2 | 4499 | 0.12
Wind-2 | 4500 | 0.12
Wind-2 | 4501 | 0.12
Wind-2 | 4502 | 0.12
Wind-2 | 4503 | 0.12
Wind-2 | 4504 | 0.12
Wind-2 | 4505 | 0.12
Wind-2 | 4506 | 0.12
Wind-2 | 4507 | 0.12
Wind-2 | 4508 | 0.12
Wind-2 | 4509 | 0.12
Wind-2 | 4510 | 0.12
Wind-2 | 4511 | 0.12
Wind-2 | 4512 | 0.12
Wind-2 | 4513 | 0.12
Wind-2 | 4514 | 0.12
Wind-2 | 4515 | 0.12
Wind-2 | 4516 | 0.12
Wind-2 | 4517 | 0.12
Wind-2 | 4518 | 0.12
Wind-2 | 4519 | 0.12
Wind-2 | 4520 | 0.12
Wind-2 | 4521 | 0.12
Wind-2 | 4522 | 0.12
Wind-2 | 4523 | 0.12
Wind-2 | 4524 | 0.12
Wind-2 | 4525 | 0.12
Wind-2 | 4526 | 0.12
Wind-2 | 4527 | 0.12
Wind-2 | 4528 | 0.12
Wind-2 | 4529 | 0.12
Wind-2 | 4530 | 0.12
Wind-2 | 4531 | 0.12
Wind-2 | 4532 | 0.12
Wind-2 | 4533 | 0.12
Wind-2 | 4534 | 0.12
Wind-2 | 4535 | 0.12
Wind-2 | 4536 | 0.12
Wind-2 | 4537 | 0.12
Wind-2 | 4538 | 0.12
Wind-2 | 4539 | 0.12
Wind-2 | 4540 | 0.12
Wind-2 | 4541 | 0.12
Wind-2 | 4542 | 0.12
Wind-2 | 4543 | 0.12
Wind-2 | 4544 | 0.12
Wind-2 | 4545 | 0.12
Wind-2 | 4546 | 0.12
Wind-2 | 4547 | 0.12
Wind-2 | 4548 | 0.12
Wind-2 | 4549 | 0.12
Wind-2 | 4550 | 0.12
Wind-2 | 4551 | 0.12
Wind-2 | 4552 | 0.12
Wind-2 | 4553 | 0.12
Wind-2 | 4554 | 0.12
Wind-2 | 4555 | 0.12
Wind-2 | 4556 | 0.12
Wind-2 | 4557 | 0.12
Wind-2 | 4558 | 0.12
Wind-2 | 4559 | 0.12
Wind-2 | 4560 | 0.12
Wind-2 | 4561 | 0.12
Wind-2 | 4562 | 0.12
Wind-2 | 4563 | 0.12
Wind-2 | 4564 | 0.12
Wind-2 | 4565 | 0.12
Wind-2 | 4566 | 0.12
Wind-2 | 4567 | 0.12
Wind-2 | 4568 | 0.12
Wind-2 | 4569 | 0.12
Wind-2 | 4570 | 0.12
Wind-2 | 4571 | 0.12
Wind-2 | 4572 | 0.12
Wind-2 | 4573 | 0.12
Wind-2 | 4574 | 0.12
Wind-2 | 4575 | 0.12
Wind-2 | 4576 | 0.12
Wind-2 | 4577 | 0.12
Wind-2 | 4578 | 0.12
Wind-2 | 4579 | 0.12
Wind-2 | 4580 | 0.12
Wind-2 | 4581 | 0.12
Wind-2 | 4582 | 0.12
Wind-2 | 4583 | 0.12
Wind-2 | 4584 | 0.12
Wind-2 | 4585 | 0.12
Wind-2 | 4586 | 0.12
Wind-2 | 4587 | 0.12
Wind-2 | 4588 | 0.12
Wind-2 | 4589 | 0.12
Wind-2 | 4590 | 0.12
Wind-2 | 4591 | 0.12
Wind-2 | 4592 | 0.12
Wind-2 | 4593 | 0.12
Wind-2 | 4594 | 0.12
Wind-2 | 4595 | 0.12
Wind-2 | 4596 | 0.12
Wind-2 | 4597 | 0.12
Wind-2 | 4598 | 0.12
Wind-2 | 4599 | 0.12
Wind-2 | 4600 | 0.12
Wind-2 | 4601 | 0.12
Wind-2 | 4602 | 0.12
Wind-2 | 4603 | 0.12
Wind-2 | 4604 | 0.12
Wind-2 | 4605 | 0.12
Wind-2 | 4606 | 0.12
Wind-2 | 4607 | 0.12
Wind-2 | 4608 | 0.12
Wind-2 | 4609 | 0.12
Wind-2 | 4610 | 0.12
Wind-2 | 4611 | 0.12
Wind-2 | 4612 | 0.12
Wind-2 | 4613 | 0.12
Wind-2 | 4614 | 0.12
Wind-2 | 4615 | 0.12
Wind-2 | 4616 | 0.12
Wind-2 | 4617 | 0.12
Wind-2 | 4618 | 0.12
Wind-2 | 4619 | 0.12
Wind-2 | 4620 | 0.12
Wind-2 | 4621 | 0.12
Wind-2 | 4622 | 0.12
Wind-2 | 4623 | 0.12
Wind-2 | 4624 | 0.12
Wind-2 | 4625 | 0.12
Wind-2 | 4626 | 0.12
Wind-2 | 4627 | 0.12
Wind-2 | 4628 | 0.12
Wind-2 | 4629 | 0.12
Wind-2 | 4630 | 0.12
Wind-2 | 4631 | 0.12
Wind-2 | 4632 | 0.12
Wind-2 | 4633 | 0.12
Wind-2 | 4634 | 0.12
Wind-2 | 4635 | 0.12
Wind-2 | 4636 | 0.12
Wind-2 | 4637 | 0.12
Wind-2 | 4638 | 0.12
Wind-2 | 4639 | 0.12
Wind-2 | 4640 | 0.12
Wind-2 | 4641 | 0.12
Wind-2 | 4642 | 0.12
Wind-2 | 4643 | 0.12
Wind-2 | 4644 | 0.12
Wind-2 | 4645 | 0.12
Wind-2 | 4646 | 0.12
Wind-2 | 4647 | 0.12
Wind-2 | 4648 | 0.12
Wind-2 | 4649 | 0.12
Wind-2 | 4650 | 0.12
Wind-2 | 4651 | 0.12
Wind-2 | 4652 | 0.12
Wind-2 | 4653 | 0.12
Wind-2 | 4654 | 0.12
Wind-2 | 4655 | 0.12
Wind-2 | 4656 | 0.12
Wind-2 | 4657 | 0.12
Wind-2 | 4658 | 0.12
Wind-2 | 4659 | 0.12
Wind-2 | 4660 | 0.12
Wind-2 | 4661 | 0.12
Wind-2 | 4662 | 0.12
Wind-2 | 4663 | 0.12
Wind-2 | 4664 | 0.12
Wind-2 | 4665 | 0.12
Wind-2 | 4666 | 0.12
Wind-2 | 4667 | 0.12
Wind-2 | 4668 | 0.12
Wind-2 | 4669 | 0.12
Wind-2 | 4670 | 0.12
Wind-2 | 4671 | 0.12
Wind-2 | 4672 | 0.12
Wind-2 | 4673 | 0.12
Wind-2 | 4674 | 0.12
Wind-2 | 4675 | 0.12
Wind-2 | 4676 | 0.12
Wind-2 | 4677 | 0.12
Wind-2 | 4678 | 0.12
Wind-2 | 4679 | 0.12
Wind-2 | 4680 | 0.12
Wind-2 | 4681 | 0.12
Wind-2 | 4682 | 0.12
Wind-2 | 4683 | 0.12
Wind-2 | 4684 | 0.12
Wind-2 | 4685 | 0.12
Wind-2 | 4686 | 0.12
Wind-2 | 4687 | 0.12
Wind-2 | 4688 | 0.12
Wind-2 | 4689 | 0.12
Wind-2 | 4690 | 0.12
Wind-2 | 4691 | 0.12
Wind-2 | 4692 | 0.12
Wind-2 | 4693 | 0.12
Wind-2 | 4694 | 0.12
Wind-2 | 4695 | 0.12
Wind-2 | 4696 | 0.12
Wind-2 | 4697 | 0.12
Wind-2 | 4698 | 0.12
Wind-2 | 4699 | 0.12
Wind-2 | 4700 | 0.12
Wind-2 | 4701 | 0.12
Wind-2 | 4702 | 0.12
Wind-2 | 4703 | 0.12
Wind-2 | 4704 | 0.12
Wind-2 | 4705 | 0.12
Wind-2 | 4706 | 0.12
Wind-2 | 4707 | 0.12
Wind-2 | 4708 | 0.12
Wind-2 | 4709 | 0.12
Wind-2 | 4710 | 0.12
Wind-2 | 4711 | 0.12
Wind-2 | 4712 | 0.12
Wind-2 | 4713 | 0.12
Wind-2 | 4714 | 0.12
Wind-2 | 4715 | 0.12
Wind-2 | 4716 | 0.12
Wind-2 | 4717 | 0.12
Wind-2 | 4718 | 0.12
Wind-2 | 4719 | 0.12
Wind-2 | 4720 | 0.12
Wind-2 | 4721 | 0.12
Wind-2 | 4722 | 0.12
Wind-2 | 4723 | 0.12
Wind-2 | 4724 | 0.12
Wind-2 | 4725 | 0.12
Wind-2 | 4726 | 0.12
Wind-2 | 4727 | 0.12
Wind-2 | 4728 | 0.12
Wind-2 | 4729 | 0.12
Wind-2 | 4730 | 0.12
Wind-2 | 4731 | 0.12
Wind-2 | 4732 | 0.12
Wind-2 | 4733 | 0.12
Wind-2 | 4734 | 0.12
Wind-2 | 4735 | 0.12
Wind-2 | 4736 | 0.12
Wind-2 | 4737 | 0.12
Wind-2 | 4738 | 0.12
Wind-2 | 4739 | 0.12
Wind-2 | 4740 | 0.12
Wind-2 | 4741 | 0.12
Wind-2 | 4742 | 0.12
Wind-2 | 4743 | 0.12
Wind-2 | 4744 | 0.12
Wind-2 | 4745 | 0.12
Wind-2 | 4746 | 0.12
Wind-2 | 4747 | 0.12
Wind-2 | 4748 | 0.12
Wind-2 | 4749 | 0.12
Wind-2 | 4750 | 0.12
Wind-2 | 4751 | 0.12
Wind-2 | 4752 | 0.12
Wind-2 | 4753 | 0.12
Wind-2 | 4754 | 0.12
Wind-2 | 4755 | 0.12
Wind-2 | 4756 | 0.12
Wind-2 | 4757 | 0.12
Wind-2 | 4758 | 0.12
Wind-2 | 4759 | 0.12
Wind-2 | 4760 | 0.12
Wind-2 | 4761 | 0.12
Wind-2 | 4762 | 0.12
Wind-2 | 4763 | 0.12
Wind-2 | 4764 | 0.12
Wind-2 | 4765 | 0.12
Wind-2 | 4766 | 0.12
Wind-2 | 4767 | 0.12
Wind-2 | 4768 | 0.12
Wind-2 | 4769 | 0.12
Wind-2 | 4770 | 0.12
Wind-2 | 4771 | 0.12
Wind-2 | 4772 | 0.12
Wind-2 | 4773 | 0.12
Wind-2 | 4774 | 0.12
Wind-2 | 4775 | 0.12
Wind-2 | 4776 | 0.12
Wind-2 | 4777 | 0.12
Wind-2 | 4778 | 0.12
Wind-2 | 4779 | 0.12
Wind-2 | 4780 | 0.12
Wind-2 | 4781 | 0.12
Wind-2 | 4782 | 0.12
Wind-2 | 4783 | 0.12
Wind-2 | 4784 | 0.12
Wind-2 | 4785 | 0.12
Wind-2 | 4786 | 0.12
Wind-2 | 4787 | 0.12
Wind-2 | 4788 | 0.12
Wind-2 | 4789 | 0.12
Wind-2 | 4790 | 0.12
Wind-2 | 4791 | 0.12
Wind-2 | 4792 | 0.12
Wind-2 | 4793 | 0.12
Wind-2 | 4794 | 0.12
Wind-2 | 4795 | 0.12
Wind-2 | 4796 | 0.12
Wind-2 | 4797 | 0.12
Wind-2 | 4798 | 0.12
Wind-2 | 4799 | 0.12
Wind-2 | 4800 | 0.12
Wind-2 | 4801 | 0.12
Wind-2 | 4802 | 0.12
Wind-2 | 4803 | 0.12
Wind-2 | 4804 | 0.12
Wind-2 | 4805 | 0.12
Wind-2 | 4806 | 0.12
Wind-2 | 4807 | 0.12
Wind-2 | 4808 | 0.12
Wind-2 | 4809 | 0.12
Wind-2 | 4810 | 0.12
Wind-2 | 4811 | 0.12
Wind-2 | 4812 | 0.12
Wind-2 | 4813 | 0.12
Wind-2 | 4814 | 0.12
Wind-2 | 4815 | 0.12
Wind-2 | 4816 | 0.12
Wind-2 | 4817 | 0.12
Wind-2 | 4818 | 0.12
Wind-2 | 4819 | 0.12
Wind-2 | 4820 | 0.12
Wind-2 | 4821 | 0.12
Wind-2 | 4822 | 0.12
Wind-2 | 4823 | 0.12
Wind-2 | 4824 | 0.12
Wind-2 | 4825 | 0.12
Wind-2 | 4826 | 0.12
Wind-2 | 4827 | 0.12
Wind-2 | 4828 | 0.12
Wind-2 | 4829 | 0.12
Wind-2 | 4830 | 0.12
Wind-2 | 4831 | 0.12
Wind-2 | 4832 | 0.12
Wind-2 | 4833 | 0.12
Wind-2 | 4834 | 0.12
Wind-2 | 4835 | 0.12
Wind-2 | 4836 | 0.12
Wind-2 | 4837 | 0.12
Wind-2 | 4838 | 0.12
Wind-2 | 4839 | 0.12
Wind-2 | 4840 | 0.12
Wind-2 | 4841 | 0.12
Wind-2 | 4842 | 0.12
Wind-2 | 4843 | 0.12
Wind-2 | 4844 | 0.12
Wind-2 | 4845 | 0.12
Wind-2 | 4846 | 0.12
Wind-2 | 4847 | 0.12
Wind-2 | 4848 | 0.12
Wind-2 | 4849 | 0.12
Wind-2 | 4850 | 0.12
Wind-2 | 4851 | 0.12
Wind-2 | 4852 | 0.12
Wind-2 | 4853 | 0.12
Wind-2 | 4854 | 0.12
Wind-2 | 4855 | 0.12
Wind-2 | 4856 | 0.12
Wind-2 | 4857 | 0.12
Wind-2 | 4858 | 0.12
Wind-2 | 4859 | 0.12
Wind-2 | 4860 | 0.12
Wind-2 | 4861 | 0.12
Wind-2 | 4862 | 0.12
Wind-2 | 4863 | 0.12
Wind-2 | 4864 | 0.12
Wind-2 | 4865 | 0.12
Wind-2 | 4866 | 0.12
Wind-2 | 4867 | 0.12
Wind-2 | 4868 | 0.12
Wind-2 | 4869 | 0.12
Wind-2 | 4870 | 0.12
Wind-2 | 4871 | 0.12
Wind-2 | 4872 | 0.12
Wind-2 | 4873 | 0.12
Wind-2 | 4874 | 0.12
Wind-2 | 4875 | 0.12
Wind-2 | 4876 | 0.12
Wind-2 | 4877 | 0.12
Wind-2 | 4878 | 0.12
Wind-2 | 4879 | 0.12
Wind-2 | 4880 | 0.12
Wind-2 | 4881 | 0.12
Wind-2 | 4882 | 0.12
Wind-2 | 4883 | 0.12
Wind-2 | 4884 | 0.12
Wind-2 | 4885 | 0.12
Wind-2 | 4886 | 0.12
Wind-2 | 4887 | 0.12
Wind-2 | 4888 | 0.12
Wind-2 | 4889 | 0.12
Wind-2 | 4890 | 0.12
Wind-2 | 4891 | 0.12
Wind-2 | 4892 | 0.12
Wind-2 | 4893 | 0.12
Wind-2 | 4894 | 0.12
Wind-2 | 4895 | 0.12
Wind-2 | 4896 | 0.12
Wind-2 | 4897 | 0.12
Wind-2 | 4898 | 0.12
Wind-2 | 4899 | 0.12
Wind-2 | 4900 | 0.12
Wind-2 | 4901 | 0.12
Wind-2 | 4902 | 0.12
Wind-2 | 4903 | 0.12
Wind-2 | 4904 | 0.12
Wind-2 | 4905 | 0.12
Wind-2 | 4906 | 0.12
Wind-2 | 4907 | 0.12
Wind-2 | 4908 | 0.12
Wind-2 | 4909 | 0.12
Wind-2 | 4910 | 0.12
Wind-2 | 4911 | 0.12
Wind-2 | 4912 | 0.12
Wind-2 | 4913 | 0.12
Wind-2 | 4914 | 0.12
Wind-2 | 4915 | 0.12
Wind-2 | 4916 | 0.12
Wind-2 | 4917 | 0.12
Wind-2 | 4918 | 0.12
Wind-2 | 4919 | 0.12
Wind-2 | 4920 | 0.12
Wind-2 | 4921 | 0.12
Wind-2 | 4922 | 0.12
Wind-2 | 4923 | 0.12
Wind-2 | 4924 | 0.12
Wind-2 | 4925 | 0.12
Wind-2 | 4926 | 0.12
Wind-2 | 4927 | 0.12
Wind-2 | 4928 | 0.12
Wind-2 | 4929 | 0.12
Wind-2 | 4930 | 0.12
Wind-2 | 4931 | 0.12
Wind-2 | 4932 | 0.12
Wind-2 | 4933 | 0.12
Wind-2 | 4934 | 0.12
Wind-2 | 4935 | 0.12
Wind-2 | 4936 | 0.12
Wind-2 | 4937 | 0.12
Wind-2 | 4938 | 0.12
Wind-2 | 4939 | 0.12
Wind-2 | 4940 | 0.12
Wind-2 | 4941 | 0.12
Wind-2 | 4942 | 0.12
Wind-2 | 4943 | 0.12
Wind-2 | 4944 | 0.12
Wind-2 | 4945 | 0.12
Wind-2 | 4946 | 0.12
Wind-2 | 4947 | 0.12
Wind-2 | 4948 | 0.12
Wind-2 | 4949 | 0.12
Wind-2 | 4950 | 0.12
Wind-2 | 4951 | 0.12
Wind-2 | 4952 | 0.12
Wind-2 | 4953 | 0.12
Wind-2 | 4954 | 0.12
Wind-2 | 4955 | 0.12
Wind-2 | 4956 | 0.12
Wind-2 | 4957 | 0.12
Wind-2 | 4958 | 0.12
Wind-2 | 4959 | 0.12
Wind-2 | 4960 | 0.12
Wind-2 | 4961 | 0.12
Wind-2 | 4962 | 0.12
Wind-2 | 4963 | 0.12
Wind-2 | 4964 | 0.12
Wind-2 | 4965 | 0.12
Wind-2 | 4966 | 0.12
Wind-2 | 4967 | 0.12
Wind-2 | 4968 | 0.12
Wind-2 | 4969 | 0.12
Wind-2 | 4970 | 0.12
Wind-2 | 4971 | 0.12
Wind-2 | 4972 | 0.12
Wind-2 | 4973 | 0.12
Wind-2 | 4974 | 0.12
Wind-2 | 4975 | 0.12
Wind-2 | 4976 | 0.12
Wind-2 | 4977 | 0.12
Wind-2 | 4978 | 0.12
Wind-2 | 4979 | 0.12
Wind-2 | 4980 | 0.12
Wind-2 | 4981 | 0.12
Wind-2 | 4982 | 0.12
Wind-2 | 4983 | 0.12
Wind-2 | 4984 | 0.12
Wind-2 | 4985 | 0.12
Wind-2 | 4986 | 0.12
Wind-2 | 4987 | 0.12
Wind-2 | 4988 | 0.12
Wind-2 | 4989 | 0.12
Wind-2 | 4990 | 0.12
Wind-2 | 4991 | 0.12
Wind-2 | 4992 | 0.12
Wind-2 | 4993 | 0.12
Wind-2 | 4994 | 0.12
Wind-2 | 4995 | 0.12
Wind-2 | 4996 | 0.12
Wind-2 | 4997 | 0.12
Wind-2 | 4998 | 0.12
Wind-2 | 4999 | 0.12
Wind-2 | 5000 | 0.12
Wind-2 | 5001 | 0.12
Wind-2 | 5002 | 0.12
Wind-2 | 5003 | 0.12
Wind-2 | 5004 | 0.12
Wind-2 | 5005 | 0.12
Wind-2 | 5006 | 0.12
Wind-2 | 5007 | 0.12
Wind-2 | 5008 | 0.12
Wind-2 | 5009 | 0.12
Wind-2 | 5010 | 0.12
Wind-2 | 5011 | 0.12
Wind-2 | 5012 | 0.12
Wind-2 | 5013 | 0.12
Wind-2 | 5014 | 0.12
Wind-2 | 5015 | 0.12
Wind-2 | 5016 | 0.12
Wind-2 | 5017 | 0.12
Wind-2 | 5018 | 0.12
Wind-2 | 5019 | 0.12
Wind-2 | 5020 | 0.12
Wind-2 | 5021 | 0.12
Wind-2 | 5022 | 0.12
Wind-2 | 5023 | 0.12
Wind-2 | 5024 | 0.12
Wind-2 | 5025 | 0.12
Wind-2 | 5026 | 0.12
Wind-2 | 5027 | 0.12
Wind-2 | 5028 | 0.12
Wind-2 | 5029 | 0.12
Wind-2 | 5030 | 0.12
Wind-2 | 5031 | 0.12
Wind-2 | 5032 | 0.12
Wind-2 | 5033 | 0.12
Wind-2 | 5034 | 0.12
Wind-2 | 5035 | 0.12
Wind-2 | 5036 | 0.12
Wind-2 | 5037 | 0.12
Wind-2 | 5038 | 0.12
Wind-2 | 5039 | 0.12
Wind-2 | 5040 | 0.12
Wind-2 | 5041 | 0.12
Wind-2 | 5042 | 0.12
Wind-2 | 5043 | 0.12
Wind-2 | 5044 | 0.12
Wind-2 | 5045 | 0.12
Wind-2 | 5046 | 0.12
Wind-2 | 5047 | 0.12
Wind-2 | 5048 | 0.12
Wind-2 | 5049 | 0.12
Wind-2 | 5050 | 0.12
Wind-2 | 5051 | 0.12
Wind-2 | 5052 | 0.12
Wind-2 | 5053 | 0.12
Wind-2 | 5054 | 0.12
Wind-2 | 5055 | 0.12
Wind-2 | 5056 | 0.12
Wind-2 | 5057 | 0.12
Wind-2 | 5058 | 0.12
Wind-2 | 5059 | 0.12
Wind-2 | 5060 | 0.12
Wind-2 | 5061 | 0.12
Wind-2 | 5062 | 0.12
Wind-2 | 5063 | 0.12
Wind-2 | 5064 | 0.12
Wind-2 | 5065 | 0.12
Wind-2 | 5066 | 0.12
Wind-2 | 5067 | 0.12
Wind-2 | 5068 | 0.12
Wind-2 | 5069 | 0.12
Wind-2 | 5070 | 0.12
Wind-2 | 5071 | 0.12
Wind-2 | 5072 | 0.12
Wind-2 | 5073 | 0.12
Wind-2 | 5074 | 0.12
Wind-2 | 5075 | 0.12
Wind-2 | 5076 | 0.12
Wind-2 | 5077 | 0.12
Wind-2 | 5078 | 0.12
Wind-2 | 5079 | 0.12
Wind-2 | 5080 | 0.12
Wind-2 | 5081 | 0.12
Wind-2 | 5082 | 0.12
Wind-2 | 5083 | 0.12
Wind-2 | 5084 | 0.12
Wind-2 | 5085 | 0.12
Wind-2 | 5086 | 0.12
Wind-2 | 5087 | 0.12
Wind-2 | 5088 | 0.12
Wind-2 | 5089 | 0.12
Wind-2 | 5090 | 0.12
Wind-2 | 5091 | 0.12
Wind-2 | 5092 | 0.12
Wind-2 | 5093 | 0.12
Wind-2 | 5094 | 0.12
Wind-2 | 5095 | 0.12
Wind-2 | 5096 | 0.12
Wind-2 | 5097 | 0.12
Wind-2 | 5098 | 0.12
Wind-2 | 5099 | 0.12
Wind-2 | 5100 | 0.12
Wind-2 | 5101 | 0.12
Wind-2 | 5102 | 0.12
Wind-2 | 5103 | 0.12
Wind-2 | 5104 | 0.12
Wind-2 | 5105 | 0.12
Wind-2 | 5106 | 0.12
Wind-2 | 5107 | 0.12
Wind-2 | 5108 | 0.12
Wind-2 | 5109 | 0.12
Wind-2 | 5110 | 0.12
Wind-2 | 5111 | 0.12
Wind-2 | 5112 | 0.12
Wind-2 | 5113 | 0.12
Wind-2 | 5114 | 0.12
Wind-2 | 5115 | 0.12
Wind-2 | 5116 | 0.12
Wind-2 | 5117 | 0.12
Wind-2 | 5118 | 0.12
Wind-2 | 5119 | 0.12
Wind-2 | 5120 | 0.12
Wind-2 | 5121 | 0.12
Wind-2 | 5122 | 0.12
Wind-2 | 5123 | 0.12
Wind-2 | 5124 | 0.12
Wind-2 | 5125 | 0.12
Wind-2 | 5126 | 0.12
Wind-2 | 5127 | 0.12
Wind-2 | 5128 | 0.12
Wind-2 | 5129 | 0.12
Wind-2 | 5130 | 0.12
Wind-2 | 5131 | 0.12
Wind-2 | 5132 | 0.12
Wind-2 | 5133 | 0.12
Wind-2 | 5134 | 0.12
Wind-2 | 5135 | 0.12
Wind-2 | 5136 | 0.12
Wind-2 | 5137 | 0.12
Wind-2 | 5138 | 0.12
Wind-2 | 5139 | 0.12
Wind-2 | 5140 | 0.12
Wind-2 | 5141 | 0.12
Wind-2 | 5142 | 0.12
Wind-2 | 5143 | 0.12
Wind-2 | 5144 | 0.12
Wind-2 | 5145 | 0.12
Wind-2 | 5146 | 0.12
Wind-2 | 5147 | 0.12
Wind-2 | 5148 | 0.12
Wind-2 | 5149 | 0.12
Wind-2 | 5150 | 0.12
Wind-2 | 5151 | 0.12
Wind-2 | 5152 | 0.12
Wind-2 | 5153 | 0.12
Wind-2 | 5154 | 0.12
Wind-2 | 5155 | 0.12
Wind-2 | 5156 | 0.12
Wind-2 | 5157 | 0.12
Wind-2 | 5158 | 0.12
Wind-2 | 5159 | 0.12
Wind-2 | 5160 | 0.12
Wind-2 | 5161 | 0.12
Wind-2 | 5162 | 0.12
Wind-2 | 5163 | 0.12
Wind-2 | 5164 | 0.12
Wind-2 | 5165 | 0.12
Wind-2 | 5166 | 0.12
Wind-2 | 5167 | 0.12
Wind-2 | 5168 | 0.12
Wind-2 | 5169 | 0.12
Wind-2 | 5170 | 0.12
Wind-2 | 5171 | 0.12
Wind-2 | 5172 | 0.12
Wind-2 | 5173 | 0.12
Wind-2 | 5174 | 0.12
Wind-2 | 5175 | 0.12
Wind-2 | 5176 | 0.12
Wind-2 | 5177 | 0.12
Wind-2 | 5178 | 0.12
Wind-2 | 5179 | 0.12
Wind-2 | 5180 | 0.12
Wind-2 | 5181 | 0.12
Wind-2 | 5182 | 0.12
Wind-2 | 5183 | 0.12
Wind-2 | 5184 | 0.12
Wind-2 | 5185 | 0.12
Wind-2 | 5186 | 0.12
Wind-2 | 5187 | 0.12
Wind-2 | 5188 | 0.12
Wind-2 | 5189 | 0.12
Wind-2 | 5190 | 0.12
Wind-2 | 5191 | 0.12
Wind-2 | 5192 | 0.12
Wind-2 | 5193 | 0.12
Wind-2 | 5194 | 0.12
Wind-2 | 5195 | 0.12
Wind-2 | 5196 | 0.12
Wind-2 | 5197 | 0.12
Wind-2 | 5198 | 0.12
Wind-2 | 5199 | 0.12
Wind-2 | 5200 | 0.12
Wind-2 | 5201 | 0.12
Wind-2 | 5202 | 0.12
Wind-2 | 5203 | 0.12
Wind-2 | 5204 | 0.12
Wind-2 | 5205 | 0.12
Wind-2 | 5206 | 0.12
Wind-2 | 5207 | 0.12
Wind-2 | 5208 | 0.12
Wind-2 | 5209 | 0.12
Wind-2 | 5210 | 0.12
Wind-2 | 5211 | 0.12
Wind-2 | 5212 | 0.12
Wind-2 | 5213 | 0.12
Wind-2 | 5214 | 0.12
Wind-2 | 5215 | 0.12
Wind-2 | 5216 | 0.12
Wind-2 | 5217 | 0.12
Wind-2 | 5218 | 0.12
Wind-2 | 5219 | 0.12
Wind-2 | 5220 | 0.12
Wind-2 | 5221 | 0.12
Wind-2 | 5222 | 0.12
Wind-2 | 5223 | 0.12
Wind-2 | 5224 | 0.12
Wind-2 | 5225 | 0.12
Wind-2 | 5226 | 0.12
Wind-2 | 5227 | 0.12
Wind-2 | 5228 | 0.12
Wind-2 | 5229 | 0.12
Wind-2 | 5230 | 0.12
Wind-2 | 5231 | 0.12
Wind-2 | 5232 | 0.12
Wind-2 | 5233 | 0.12
Wind-2 | 5234 | 0.12
Wind-2 | 5235 | 0.12
Wind-2 | 5236 | 0.12
Wind-2 | 5237 | 0.12
Wind-2 | 5238 | 0.12
Wind-2 | 5239 | 0.12
Wind-2 | 5240 | 0.12
Wind-2 | 5241 | 0.12
Wind-2 | 5242 | 0.12
Wind-2 | 5243 | 0.12
Wind-2 | 5244 | 0.12
Wind-2 | 5245 | 0.12
Wind-2 | 5246 | 0.12
Wind-2 | 5247 | 0.12
Wind-2 | 5248 | 0.12
Wind-2 | 5249 | 0.12
Wind-2 | 5250 | 0.12
Wind-2 | 5251 | 0.12
Wind-2 | 5252 | 0.12
Wind-2 | 5253 | 0.12
Wind-2 | 5254 | 0.12
Wind-2 | 5255 | 0.12
Wind-2 | 5256 | 0.12
Wind-2 | 5257 | 0.12
Wind-2 | 5258 | 0.12
Wind-2 | 5259 | 0.12
Wind-2 | 5260 | 0.12
Wind-2 | 5261 | 0.12
Wind-2 | 5262 | 0.12
Wind-2 | 5263 | 0.12
Wind-2 | 5264 | 0.12
Wind-2 | 5265 | 0.12
Wind-2 | 5266 | 0.12
Wind-2 | 5267 | 0.12
Wind-2 | 5268 | 0.12
Wind-2 | 5269 | 0.12
Wind-2 | 5270 | 0.12
Wind-2 | 5271 | 0.12
Wind-2 | 5272 | 0.12
Wind-2 | 5273 | 0.12
Wind-2 | 5274 | 0.12
Wind-2 | 5275 | 0.12
Wind-2 | 5276 | 0.12
Wind-2 | 5277 | 0.12
Wind-2 | 5278 | 0.12
Wind-2 | 5279 | 0.12
Wind-2 | 5280 | 0.12
Wind-2 | 5281 | 0.12
Wind-2 | 5282 | 0.12
Wind-2 | 5283 | 0.12
Wind-2 | 5284 | 0.12
Wind-2 | 5285 | 0.12
Wind-2 | 5286 | 0.12
Wind-2 | 5287 | 0.12
Wind-2 | 5288 | 0.12
Wind-2 | 5289 | 0.12
Wind-2 | 5290 | 0.12
Wind-2 | 5291 | 0.12
Wind-2 | 5292 | 0.12
Wind-2 | 5293 | 0.12
Wind-2 | 5294 | 0.12
Wind-2 | 5295 | 0.12
Wind-2 | 5296 | 0.12
Wind-2 | 5297 | 0.12
Wind-2 | 5298 | 0.12
Wind-2 | 5299 | 0.12
Wind-2 | 5300 | 0.12
Wind-2 | 5301 | 0.12
Wind-2 | 5302 | 0.12
Wind-2 | 5303 | 0.12
Wind-2 | 5304 | 0.12
Wind-2 | 5305 | 0.12
Wind-2 | 5306 | 0.12
Wind-2 | 5307 | 0.12
Wind-2 | 5308 | 0.12
Wind-2 | 5309 | 0.12
Wind-2 | 5310 | 0.12
Wind-2 | 5311 | 0.12
Wind-2 | 5312 | 0.12
Wind-2 | 5313 | 0.12
Wind-2 | 5314 | 0.12
Wind-2 | 5315 | 0.12
Wind-2 | 5316 | 0.12
Wind-2 | 5317 | 0.12
Wind-2 | 5318 | 0.12
Wind-2 | 5319 | 0.12
Wind-2 | 5320 | 0.12
Wind-2 | 5321 | 0.12
Wind-2 | 5322 | 0.12
Wind-2 | 5323 | 0.12
Wind-2 | 5324 | 0.12
Wind-2 | 5325 | 0.12
Wind-2 | 5326 | 0.12
Wind-2 | 5327 | 0.12
Wind-2 | 5328 | 0.12
Wind-2 | 5329 | 0.12
Wind-2 | 5330 | 0.12
Wind-2 | 5331 | 0.12
Wind-2 | 5332 | 0.12
Wind-2 | 5333 | 0.12
Wind-2 | 5334 | 0.12
Wind-2 | 5335 | 0.12
Wind-2 | 5336 | 0.12
Wind-2 | 5337 | 0.12
Wind-2 | 5338 | 0.12
Wind-2 | 5339 | 0.12
Wind-2 | 5340 | 0.12
Wind-2 | 5341 | 0.12
Wind-2 | 5342 | 0.12
Wind-2 | 5343 | 0.12
Wind-2 | 5344 | 0.12
Wind-2 | 5345 | 0.12
Wind-2 | 5346 | 0.12
Wind-2 | 5347 | 0.12
Wind-2 | 5348 | 0.12
Wind-2 | 5349 | 0.12
Wind-2 | 5350 | 0.12
Wind-2 | 5351 | 0.12
Wind-2 | 5352 | 0.12
Wind-2 | 5353 | 0.12
Wind-2 | 5354 | 0.12
Wind-2 | 5355 | 0.12
Wind-2 | 5356 | 0.12
Wind-2 | 5357 | 0.12
Wind-2 | 5358 | 0.12
Wind-2 | 5359 | 0.12
Wind-2 | 5360 | 0.12
Wind-2 | 5361 | 0.12
Wind-2 | 5362 | 0.12
Wind-2 | 5363 | 0.12
Wind-2 | 5364 | 0.12
Wind-2 | 5365 | 0.12
Wind-2 | 5366 | 0.12
Wind-2 | 5367 | 0.12
Wind-2 | 5368 | 0.12
Wind-2 | 5369 | 0.12
Wind-2 | 5370 | 0.12
Wind-2 | 5371 | 0.12
Wind-2 | 5372 | 0.12
Wind-2 | 5373 | 0.12
Wind-2 | 5374 | 0.12
Wind-2 | 5375 | 0.12
Wind-2 | 5376 | 0.12
Wind-2 | 5377 | 0.12
Wind-2 | 5378 | 0.12
Wind-2 | 5379 | 0.12
Wind-2 | 5380 | 0.12
Wind-2 | 5381 | 0.12
Wind-2 | 5382 | 0.12
Wind-2 | 5383 | 0.12
Wind-2 | 5384 | 0.12
Wind-2 | 5385 | 0.12
Wind-2 | 5386 | 0.12
Wind-2 | 5387 | 0.12
Wind-2 | 5388 | 0.12
Wind-2 | 5389 | 0.12
Wind-2 | 5390 | 0.12
Wind-2 | 5391 | 0.12
Wind-2 | 5392 | 0.12
Wind-2 | 5393 | 0.12
Wind-2 | 5394 | 0.12
Wind-2 | 5395 | 0.12
Wind-2 | 5396 | 0.12
Wind-2 | 5397 | 0.12
Wind-2 | 5398 | 0.12
Wind-2 | 5399 | 0.12
Wind-2 | 5400 | 0.12
Wind-2 | 5401 | 0.12
Wind-2 | 5402 | 0.12
Wind-2 | 5403 | 0.12
Wind-2 | 5404 | 0.12
Wind-2 | 5405 | 0.12
Wind-2 | 5406 | 0.12
Wind-2 | 5407 | 0.12
Wind-2 | 5408 | 0.12
Wind-2 | 5409 | 0.12
Wind-2 | 5410 | 0.12
Wind-2 | 5411 | 0.12
Wind-2 | 5412 | 0.12
Wind-2 | 5413 | 0.12
Wind-2 | 5414 | 0.12
Wind-2 | 5415 | 0.12
Wind-2 | 5416 | 0.12
Wind-2 | 5417 | 0.12
Wind-2 | 5418 | 0.12
Wind-2 | 5419 | 0.12
Wind-2 | 5420 | 0.12
Wind-2 | 5421 | 0.12
Wind-2 | 5422 | 0.12
Wind-2 | 5423 | 0.12
Wind-2 | 5424 | 0.12
Wind-2 | 5425 | 0.12
Wind-2 | 5426 | 0.12
Wind-2 | 5427 | 0.12
Wind-2 | 5428 | 0.12
Wind-2 | 5429 | 0.12
Wind-2 | 5430 | 0.12
Wind-2 | 5431 | 0.12
Wind-2 | 5432 | 0.12
Wind-2 | 5433 | 0.12
Wind-2 | 5434 | 0.12
Wind-2 | 5435 | 0.12
Wind-2 | 5436 | 0.12
Wind-2 | 5437 | 0.12
Wind-2 | 5438 | 0.12
Wind-2 | 5439 | 0.12
Wind-2 | 5440 | 0.12
Wind-2 | 5441 | 0.12
Wind-2 | 5442 | 0.12
Wind-2 | 5443 | 0.12
Wind-2 | 5444 | 0.12
Wind-2 | 5445 | 0.12
Wind-2 | 5446 | 0.12
Wind-2 | 5447 | 0.12
Wind-2 | 5448 | 0.12
Wind-2 | 5449 | 0.12
Wind-2 | 5450 | 0.12
Wind-2 | 5451 | 0.12
Wind-2 | 5452 | 0.12
Wind-2 | 5453 | 0.12
Wind-2 | 5454 | 0.12
Wind-2 | 5455 | 0.12
Wind-2 | 5456 | 0.12
Wind-2 | 5457 | 0.12
Wind-2 | 5458 | 0.12
Wind-2 | 5459 | 0.12
Wind-2 | 5460 | 0.12
Wind-2 | 5461 | 0.12
Wind-2 | 5462 | 0.12
Wind-2 | 5463 | 0.12
Wind-2 | 5464 | 0.12
Wind-2 | 5465 | 0.12
Wind-2 | 5466 | 0.12
Wind-2 | 5467 | 0.12
Wind-2 | 5468 | 0.12
Wind-2 | 5469 | 0.12
Wind-2 | 5470 | 0.12
Wind-2 | 5471 | 0.12
Wind-2 | 5472 | 0.12
Wind-2 | 5473 | 0.12
Wind-2 | 5474 | 0.12
Wind-2 | 5475 | 0.12
Wind-2 | 5476 | 0.12
Wind-2 | 5477 | 0.12
Wind-2 | 5478 | 0.12
Wind-2 | 5479 | 0.12
Wind-2 | 5480 | 0.12
Wind-2 | 5481 | 0.12
Wind-2 | 5482 | 0.12
Wind-2 | 5483 | 0.12
Wind-2 | 5484 | 0.12
Wind-2 | 5485 | 0.12
Wind-2 | 5486 | 0.12
Wind-2 | 5487 | 0.12
Wind-2 | 5488 | 0.12
Wind-2 | 5489 | 0.12
Wind-2 | 5490 | 0.12
Wind-2 | 5491 | 0.12
Wind-2 | 5492 | 0.12
Wind-2 | 5493 | 0.12
Wind-2 | 5494 | 0.12
Wind-2 | 5495 | 0.12
Wind-2 | 5496 | 0.12
Wind-2 | 5497 | 0.12
Wind-2 | 5498 | 0.12
Wind-2 | 5499 | 0.12
Wind-2 | 5500 | 0.12
Wind-2 | 5501 | 0.12
Wind-2 | 5502 | 0.12
Wind-2 | 5503 | 0.12
Wind-2 | 5504 | 0.12
Wind-2 | 5505 | 0.12
Wind-2 | 5506 | 0.12
Wind-2 | 5507 | 0.12
Wind-2 | 5508 | 0.12
Wind-2 | 5509 | 0.12
Wind-2 | 5510 | 0.12
Wind-2 | 5511 | 0.12
Wind-2 | 5512 | 0.12
Wind-2 | 5513 | 0.12
Wind-2 | 5514 | 0.12
Wind-2 | 5515 | 0.12
Wind-2 | 5516 | 0.12
Wind-2 | 5517 | 0.12
Wind-2 | 5518 | 0.12
Wind-2 | 5519 | 0.12
Wind-2 | 5520 | 0.12
Wind-2 | 5521 | 0.12
Wind-2 | 5522 | 0.12
Wind-2 | 5523 | 0.12
Wind-2 | 5524 | 0.12
Wind-2 | 5525 | 0.12
Wind-2 | 5526 | 0.12
Wind-2 | 5527 | 0.12
Wind-2 | 5528 | 0.12
Wind-2 | 5529 | 0.12
Wind-2 | 5530 | 0.12
Wind-2 | 5531 | 0.12
Wind-2 | 5532 | 0.12
Wind-2 | 5533 | 0.12
Wind-2 | 5534 | 0.12
Wind-2 | 5535 | 0.12
Wind-2 | 5536 | 0.12
Wind-2 | 5537 | 0.12
Wind-2 | 5538 | 0.12
Wind-2 | 5539 | 0.12
Wind-2 | 5540 | 0.12
Wind-2 | 5541 | 0.12
Wind-2 | 5542 | 0.12
Wind-2 | 5543 | 0.12
Wind-2 | 5544 | 0.12
Wind-2 | 5545 | 0.12
Wind-2 | 5546 | 0.12
Wind-2 | 5547 | 0.12
Wind-2 | 5548 | 0.12
Wind-2 | 5549 | 0.12
Wind-2 | 5550 | 0.12
Wind-2 | 5551 | 0.12
Wind-2 | 5552 | 0.12
Wind-2 | 5553 | 0.12
Wind-2 | 5554 | 0.12
Wind-2 | 5555 | 0.12
Wind-2 | 5556 | 0.12
Wind-2 | 5557 | 0.12
Wind-2 | 5558 | 0.12
Wind-2 | 5559 | 0.12
Wind-2 | 5560 | 0.12
Wind-2 | 5561 | 0.12
Wind-2 | 5562 | 0.12
Wind-2 | 5563 | 0.12
Wind-2 | 5564 | 0.12
Wind-2 | 5565 | 0.12
Wind-2 | 5566 | 0.12
Wind-2 | 5567 | 0.12
Wind-2 | 5568 | 0.12
Wind-2 | 5569 | 0.12
Wind-2 | 5570 | 0.12
Wind-2 | 5571 | 0.12
Wind-2 | 5572 | 0.12
Wind-2 | 5573 | 0.12
Wind-2 | 5574 | 0.12
Wind-2 | 5575 | 0.12
Wind-2 | 5576 | 0.12
Wind-2 | 5577 | 0.12
Wind-2 | 5578 | 0.12
Wind-2 | 5579 | 0.12
Wind-2 | 5580 | 0.12
Wind-2 | 5581 | 0.12
Wind-2 | 5582 | 0.12
Wind-2 | 5583 | 0.12
Wind-2 | 5584 | 0.12
Wind-2 | 5585 | 0.12
Wind-2 | 5586 | 0.12
Wind-2 | 5587 | 0.12
Wind-2 | 5588 | 0.12
Wind-2 | 5589 | 0.12
Wind-2 | 5590 | 0.12
Wind-2 | 5591 | 0.12
Wind-2 | 5592 | 0.12
Wind-2 | 5593 | 0.12
Wind-2 | 5594 | 0.12
Wind-2 | 5595 | 0.12
Wind-2 | 5596 | 0.12
Wind-2 | 5597 | 0.12
Wind-2 | 5598 | 0.12
Wind-2 | 5599 | 0.12
Wind-2 | 5600 | 0.12
Wind-2 | 5601 | 0.12
Wind-2 | 5602 | 0.12
Wind-2 | 5603 | 0.12
Wind-2 | 5604 | 0.12
Wind-2 | 5605 | 0.12
Wind-2 | 5606 | 0.12
Wind-2 | 5607 | 0.12
Wind-2 | 5608 | 0.12
Wind-2 | 5609 | 0.12
Wind-2 | 5610 | 0.12
Wind-2 | 5611 | 0.12
Wind-2 | 5612 | 0.12
Wind-2 | 5613 | 0.12
Wind-2 | 5614 | 0.12
Wind-2 | 5615 | 0.12
Wind-2 | 5616 | 0.12
Wind-2 | 5617 | 0.12
Wind-2 | 5618 | 0.12
Wind-2 | 5619 | 0.12
Wind-2 | 5620 | 0.12
Wind-2 | 5621 | 0.12
Wind-2 | 5622 | 0.12
Wind-2 | 5623 | 0.12
Wind-2 | 5624 | 0.12
Wind-2 | 5625 | 0.12
Wind-2 | 5626 | 0.12
Wind-2 | 5627 | 0.12
Wind-2 | 5628 | 0.12
Wind-2 | 5629 | 0.12
Wind-2 | 5630 | 0.12
Wind-2 | 5631 | 0.12
Wind-2 | 5632 | 0.12
Wind-2 | 5633 | 0.12
Wind-2 | 5634 | 0.12
Wind-2 | 5635 | 0.12
Wind-2 | 5636 | 0.12
Wind-2 | 5637 | 0.12
Wind-2 | 5638 | 0.12
Wind-2 | 5639 | 0.12
Wind-2 | 5640 | 0.12
Wind-2 | 5641 | 0.12
Wind-2 | 5642 | 0.12
Wind-2 | 5643 | 0.12
Wind-2 | 5644 | 0.12
Wind-2 | 5645 | 0.12
Wind-2 | 5646 | 0.12
Wind-2 | 5647 | 0.12
Wind-2 | 5648 | 0.12
Wind-2 | 5649 | 0.12
Wind-2 | 5650 | 0.12
Wind-2 | 5651 | 0.12
Wind-2 | 5652 | 0.12
Wind-2 | 5653 | 0.12
Wind-2 | 5654 | 0.12
Wind-2 | 5655 | 0.12
Wind-2 | 5656 | 0.12
Wind-2 | 5657 | 0.12
Wind-2 | 5658 | 0.12
Wind-2 | 5659 | 0.12
Wind-2 | 5660 | 0.12
Wind-2 | 5661 | 0.12
Wind-2 | 5662 | 0.12
Wind-2 | 5663 | 0.12
Wind-2 | 5664 | 0.12
Wind-2 | 5665 | 0.12
Wind-2 | 5666 | 0.12
Wind-2 | 5667 | 0.12
Wind-2 | 5668 | 0.12
Wind-2 | 5669 | 0.12
Wind-2 | 5670 | 0.12
Wind-2 | 5671 | 0.12
Wind-2 | 5672 | 0.12
Wind-2 | 5673 | 0.12
Wind-2 | 5674 | 0.12
Wind-2 | 5675 | 0.12
Wind-2 | 5676 | 0.12
Wind-2 | 5677 | 0.12
Wind-2 | 5678 | 0.12
Wind-2 | 5679 | 0.12
Wind-2 | 5680 | 0.12
Wind-2 | 5681 | 0.12
Wind-2 | 5682 | 0.12
Wind-2 | 5683 | 0.12
Wind-2 | 5684 | 0.12
Wind-2 | 5685 | 0.12
Wind-2 | 5686 | 0.12
Wind-2 | 5687 | 0.12
Wind-2 | 5688 | 0.12
Wind-2 | 5689 | 0.12
Wind-2 | 5690 | 0.12
Wind-2 | 5691 | 0.12
Wind-2 | 5692 | 0.12
Wind-2 | 5693 | 0.12
Wind-2 | 5694 | 0.12
Wind-2 | 5695 | 0.12
Wind-2 | 5696 | 0.12
Wind-2 | 5697 | 0.12
Wind-2 | 5698 | 0.12
Wind-2 | 5699 | 0.12
Wind-2 | 5700 | 0.12
Wind-2 | 5701 | 0.12
Wind-2 | 5702 | 0.12
Wind-2 | 5703 | 0.12
Wind-2 | 5704 | 0.12
Wind-2 | 5705 | 0.12
Wind-2 | 5706 | 0.12
Wind-2 | 5707 | 0.12
Wind-2 | 5708 | 0.12
Wind-2 | 5709 | 0.12
Wind-2 | 5710 | 0.12
Wind-2 | 5711 | 0.12
Wind-2 | 5712 | 0.12
Wind-2 | 5713 | 0.12
Wind-2 | 5714 | 0.12
Wind-2 | 5715 | 0.12
Wind-2 | 5716 | 0.12
Wind-2 | 5717 | 0.12
Wind-2 | 5718 | 0.12
Wind-2 | 5719 | 0.12
Wind-2 | 5720 | 0.12
Wind-2 | 5721 | 0.12
Wind-2 | 5722 | 0.12
Wind-2 | 5723 | 0.12
Wind-2 | 5724 | 0.12
Wind-2 | 5725 | 0.12
Wind-2 | 5726 | 0.12
Wind-2 | 5727 | 0.12
Wind-2 | 5728 | 0.12
Wind-2 | 5729 | 0.12
Wind-2 | 5730 | 0.12
Wind-2 | 5731 | 0.12
Wind-2 | 5732 | 0.12
Wind-2 | 5733 | 0.12
Wind-2 | 5734 | 0.12
Wind-2 | 5735 | 0.12
Wind-2 | 5736 | 0.12
Wind-2 | 5737 | 0.12
Wind-2 | 5738 | 0.12
Wind-2 | 5739 | 0.12
Wind-2 | 5740 | 0.12
Wind-2 | 5741 | 0.12
Wind-2 | 5742 | 0.12
Wind-2 | 5743 | 0.12
Wind-2 | 5744 | 0.12
Wind-2 | 5745 | 0.12
Wind-2 | 5746 | 0.12
Wind-2 | 5747 | 0.12
Wind-2 | 5748 | 0.12
Wind-2 | 5749 | 0.12
Wind-2 | 5750 | 0.12
Wind-2 | 5751 | 0.12
Wind-2 | 5752 | 0.12
Wind-2 | 5753 | 0.12
Wind-2 | 5754 | 0.12
Wind-2 | 5755 | 0.12
Wind-2 | 5756 | 0.12
Wind-2 | 5757 | 0.12
Wind-2 | 5758 | 0.12
Wind-2 | 5759 | 0.12
Wind-2 | 5760 | 0.12
Wind-2 | 5761 | 0.12
Wind-2 | 5762 | 0.12
Wind-2 | 5763 | 0.12
Wind-2 | 5764 | 0.12
Wind-2 | 5765 | 0.12
Wind-2 | 5766 | 0.12
Wind-2 | 5767 | 0.12
Wind-2 | 5768 | 0.12
Wind-2 | 5769 | 0.12
Wind-2 | 5770 | 0.12
Wind-2 | 5771 | 0.12
Wind-2 | 5772 | 0.12
Wind-2 | 5773 | 0.12
Wind-2 | 5774 | 0.12
Wind-2 | 5775 | 0.12
Wind-2 | 5776 | 0.12
Wind-2 | 5777 | 0.12
Wind-2 | 5778 | 0.12
Wind-2 | 5779 | 0.12
Wind-2 | 5780 | 0.12
Wind-2 | 5781 | 0.12
Wind-2 | 5782 | 0.12
Wind-2 | 5783 | 0.12
Wind-2 | 5784 | 0.12
Wind-2 | 5785 | 0.12
Wind-2 | 5786 | 0.12
Wind-2 | 5787 | 0.12
Wind-2 | 5788 | 0.12
Wind-2 | 5789 | 0.12
Wind-2 | 5790 | 0.12
Wind-2 | 5791 | 0.12
Wind-2 | 5792 | 0.12
Wind-2 | 5793 | 0.12
Wind-2 | 5794 | 0.12
Wind-2 | 5795 | 0.12
Wind-2 | 5796 | 0.12
Wind-2 | 5797 | 0.12
Wind-2 | 5798 | 0.12
Wind-2 | 5799 | 0.12
Wind-2 | 5800 | 0.12
Wind-2 | 5801 | 0.12
Wind-2 | 5802 | 0.12
Wind-2 | 5803 | 0.12
Wind-2 | 5804 | 0.12
Wind-2 | 5805 | 0.12
Wind-2 | 5806 | 0.12
Wind-2 | 5807 | 0.12
Wind-2 | 5808 | 0.12
Wind-2 | 5809 | 0.12
Wind-2 | 5810 | 0.12
Wind-2 | 5811 | 0.12
Wind-2 | 5812 | 0.12
Wind-2 | 5813 | 0.12
Wind-2 | 5814 | 0.12
Wind-2 | 5815 | 0.12
Wind-2 | 5816 | 0.12
Wind-2 | 5817 | 0.12
Wind-2 | 5818 | 0.12
Wind-2 | 5819 | 0.12
Wind-2 | 5820 | 0.12
Wind-2 | 5821 | 0.12
Wind-2 | 5822 | 0.12
Wind-2 | 5823 | 0.12
Wind-2 | 5824 | 0.12
Wind-2 | 5825 | 0.12
Wind-2 | 5826 | 0.12
Wind-2 | 5827 | 0.12
Wind-2 | 5828 | 0.12
Wind-2 | 5829 | 0.12
Wind-2 | 5830 | 0.12
Wind-2 | 5831 | 0.12
Wind-2 | 5832 | 0.12
Wind-2 | 5833 | 0.12
Wind-2 | 5834 | 0.12
Wind-2 | 5835 | 0.12
Wind-2 | 5836 | 0.12
Wind-2 | 5837 | 0.12
Wind-2 | 5838 | 0.12
Wind-2 | 5839 | 0.12
Wind-2 | 5840 | 0.12
Wind-2 | 5841 | 0.12
Wind-2 | 5842 | 0.12
Wind-2 | 5843 | 0.12
Wind-2 | 5844 | 0.12
Wind-2 | 5845 | 0.12
Wind-2 | 5846 | 0.12
Wind-2 | 5847 | 0.12
Wind-2 | 5848 | 0.12
Wind-2 | 5849 | 0.12
Wind-2 | 5850 | 0.12
Wind-2 | 5851 | 0.12
Wind-2 | 5852 | 0.12
Wind-2 | 5853 | 0.12
Wind-2 | 5854 | 0.12
Wind-2 | 5855 | 0.12
Wind-2 | 5856 | 0.12
Wind-2 | 5857 | 0.12
Wind-2 | 5858 | 0.12
Wind-2 | 5859 | 0.12
Wind-2 | 5860 | 0.12
Wind-2 | 5861 | 0.12
Wind-2 | 5862 | 0.12
Wind-2 | 5863 | 0.12
Wind-2 | 5864 | 0.12
Wind-2 | 5865 | 0.12
Wind-2 | 5866 | 0.12
Wind-2 | 5867 | 0.12
Wind-2 | 5868 | 0.12
Wind-2 | 5869 | 0.12
Wind-2 | 5870 | 0.12
Wind-2 | 5871 | 0.12
Wind-2 | 5872 | 0.12
Wind-2 | 5873 | 0.12
Wind-2 | 5874 | 0.12
Wind-2 | 5875 | 0.12
Wind-2 | 5876 | 0.12
Wind-2 | 5877 | 0.12
Wind-2 | 5878 | 0.12
Wind-2 | 5879 | 0.12
Wind-2 | 5880 | 0.12
Wind-2 | 5881 | 0.12
Wind-2 | 5882 | 0.12
Wind-2 | 5883 | 0.12
Wind-2 | 5884 | 0.12
Wind-2 | 5885 | 0.12
Wind-2 | 5886 | 0.12
Wind-2 | 5887 | 0.12
Wind-2 | 5888 | 0.12
Wind-2 | 5889 | 0.12
Wind-2 | 5890 | 0.12
Wind-2 | 5891 | 0.12
Wind-2 | 5892 | 0.12
Wind-2 | 5893 | 0.12
Wind-2 | 5894 | 0.12
Wind-2 | 5895 | 0.12
Wind-2 | 5896 | 0.12
Wind-2 | 5897 | 0.12
Wind-2 | 5898 | 0.12
Wind-2 | 5899 | 0.12
Wind-2 | 5900 | 0.12
Wind-2 | 5901 | 0.12
Wind-2 | 5902 | 0.12
Wind-2 | 5903 | 0.12
Wind-2 | 5904 | 0.12
Wind-2 | 5905 | 0.12
Wind-2 | 5906 | 0.12
Wind-2 | 5907 | 0.12
Wind-2 | 5908 | 0.12
Wind-2 | 5909 | 0.12
Wind-2 | 5910 | 0.12
Wind-2 | 5911 | 0.12
Wind-2 | 5912 | 0.12
Wind-2 | 5913 | 0.12
Wind-2 | 5914 | 0.12
Wind-2 | 5915 | 0.12
Wind-2 | 5916 | 0.12
Wind-2 | 5917 | 0.12
Wind-2 | 5918 | 0.12
Wind-2 | 5919 | 0.12
Wind-2 | 5920 | 0.12
Wind-2 | 5921 | 0.12
Wind-2 | 5922 | 0.12
Wind-2 | 5923 | 0.12
Wind-2 | 5924 | 0.12
Wind-2 | 5925 | 0.12
Wind-2 | 5926 | 0.12
Wind-2 | 5927 | 0.12
Wind-2 | 5928 | 0.12
Wind-2 | 5929 | 0.12
Wind-2 | 5930 | 0.12
Wind-2 | 5931 | 0.12
Wind-2 | 5932 | 0.12
Wind-2 | 5933 | 0.12
Wind-2 | 5934 | 0.12
Wind-2 | 5935 | 0.12
Wind-2 | 5936 | 0.12
Wind-2 | 5937 | 0.12
Wind-2 | 5938 | 0.12
Wind-2 | 5939 | 0.12
Wind-2 | 5940 | 0.12
Wind-2 | 5941 | 0.12
Wind-2 | 5942 | 0.12
Wind-2 | 5943 | 0.12
Wind-2 | 5944 | 0.12
Wind-2 | 5945 | 0.12
Wind-2 | 5946 | 0.12
Wind-2 | 5947 | 0.12
Wind-2 | 5948 | 0.12
Wind-2 | 5949 | 0.12
Wind-2 | 5950 | 0.12
Wind-2 | 5951 | 0.12
Wind-2 | 5952 | 0.12
Wind-2 | 5953 | 0.12
Wind-2 | 5954 | 0.12
Wind-2 | 5955 | 0.12
Wind-2 | 5956 | 0.12
Wind-2 | 5957 | 0.12
Wind-2 | 5958 | 0.12
Wind-2 | 5959 | 0.12
Wind-2 | 5960 | 0.12
Wind-2 | 5961 | 0.12
Wind-2 | 5962 | 0.12
Wind-2 | 5963 | 0.12
Wind-2 | 5964 | 0.12
Wind-2 | 5965 | 0.12
Wind-2 | 5966 | 0.12
Wind-2 | 5967 | 0.12
Wind-2 | 5968 | 0.12
Wind-2 | 5969 | 0.12
Wind-2 | 5970 | 0.12
Wind-2 | 5971 | 0.12
Wind-2 | 5972 | 0.12
Wind-2 | 5973 | 0.12
Wind-2 | 5974 | 0.12
Wind-2 | 5975 | 0.12
Wind-2 | 5976 | 0.12
Wind-2 | 5977 | 0.12
Wind-2 | 5978 | 0.12
Wind-2 | 5979 | 0.12
Wind-2 | 5980 | 0.12
Wind-2 | 5981 | 0.12
Wind-2 | 5982 | 0.12
Wind-2 | 5983 | 0.12
Wind-2 | 5984 | 0.12
Wind-2 | 5985 | 0.12
Wind-2 | 5986 | 0.12
Wind-2 | 5987 | 0.12
Wind-2 | 5988 | 0.12
Wind-2 | 5989 | 0.12
Wind-2 | 5990 | 0.12
Wind-2 | 5991 | 0.12
Wind-2 | 5992 | 0.12
Wind-2 | 5993 | 0.12
Wind-2 | 5994 | 0.12
Wind-2 | 5995 | 0.12
Wind-2 | 5996 | 0.12
Wind-2 | 5997 | 0.12
Wind-2 | 5998 | 0.12
Wind-2 | 5999 | 0.12
Wind-2 | 6000 | 0.12
Wind-2 | 6001 | 0.12
Wind-2 | 6002 | 0.12
Wind-2 | 6003 | 0.12
Wind-2 | 6004 | 0.12
Wind-2 | 6005 | 0.12
Wind-2 | 6006 | 0.12
Wind-2 | 6007 | 0.12
Wind-2 | 6008 | 0.12
Wind-2 | 6009 | 0.12
Wind-2 | 6010 | 0.12
Wind-2 | 6011 | 0.12
Wind-2 | 6012 | 0.12
Wind-2 | 6013 | 0.12
Wind-2 | 6014 | 0.12
Wind-2 | 6015 | 0.12
Wind-2 | 6016 | 0.12
Wind-2 | 6017 | 0.12
Wind-2 | 6018 | 0.12
Wind-2 | 6019 | 0.12
Wind-2 | 6020 | 0.12
Wind-2 | 6021 | 0.12
Wind-2 | 6022 | 0.12
Wind-2 | 6023 | 0.12
Wind-2 | 6024 | 0.12
Wind-2 | 6025 | 0.12
Wind-2 | 6026 | 0.12
Wind-2 | 6027 | 0.12
Wind-2 | 6028 | 0.12
Wind-2 | 6029 | 0.12
Wind-2 | 6030 | 0.12
Wind-2 | 6031 | 0.12
Wind-2 | 6032 | 0.12
Wind-2 | 6033 | 0.12
Wind-2 | 6034 | 0.12
Wind-2 | 6035 | 0.12
Wind-2 | 6036 | 0.12
Wind-2 | 6037 | 0.12
Wind-2 | 6038 | 0.12
Wind-2 | 6039 | 0.12
Wind-2 | 6040 | 0.12
Wind-2 | 6041 | 0.12
Wind-2 | 6042 | 0.12
Wind-2 | 6043 | 0.12
Wind-2 | 6044 | 0.12
Wind-2 | 6045 | 0.12
Wind-2 | 6046 | 0.12
Wind-2 | 6047 | 0.12
Wind-2 | 6048 | 0.12
Wind-2 | 6049 | 0.12
Wind-2 | 6050 | 0.12
Wind-2 | 6051 | 0.12
Wind-2 | 6052 | 0.12
Wind-2 | 6053 | 0.12
Wind-2 | 6054 | 0.12
Wind-2 | 6055 | 0.12
Wind-2 | 6056 | 0.12
Wind-2 | 6057 | 0.12
Wind-2 | 6058 | 0.12
Wind-2 | 6059 | 0.12
Wind-2 | 6060 | 0.12
Wind-2 | 6061 | 0.12
Wind-2 | 6062 | 0.12
Wind-2 | 6063 | 0.12
Wind-2 | 6064 | 0.12
Wind-2 | 6065 | 0.12
Wind-2 | 6066 | 0.12
Wind-2 | 6067 | 0.12
Wind-2 | 6068 | 0.12
Wind-2 | 6069 | 0.12
Wind-2 | 6070 | 0.12
Wind-2 | 6071 | 0.12
Wind-2 | 6072 | 0.12
Wind-2 | 6073 | 0.12
Wind-2 | 6074 | 0.12
Wind-2 | 6075 | 0.12
Wind-2 | 6076 | 0.12
Wind-2 | 6077 | 0.12
Wind-2 | 6078 | 0.12
Wind-2 | 6079 | 0.12
Wind-2 | 6080 | 0.12
Wind-2 | 6081 | 0.12
Wind-2 | 6082 | 0.12
Wind-2 | 6083 | 0.12
Wind-2 | 6084 | 0.12
Wind-2 | 6085 | 0.12
Wind-2 | 6086 | 0.12
Wind-2 | 6087 | 0.12
Wind-2 | 6088 | 0.12
Wind-2 | 6089 | 0.12
Wind-2 | 6090 | 0.12
Wind-2 | 6091 | 0.12
Wind-2 | 6092 | 0.12
Wind-2 | 6093 | 0.12
Wind-2 | 6094 | 0.12
Wind-2 | 6095 | 0.12
Wind-2 | 6096 | 0.12
Wind-2 | 6097 | 0.12
Wind-2 | 6098 | 0.12
Wind-2 | 6099 | 0.12
Wind-2 | 6100 | 0.12
Wind-2 | 6101 | 0.12
Wind-2 | 6102 | 0.12
Wind-2 | 6103 | 0.12
Wind-2 | 6104 | 0.12
Wind-2 | 6105 | 0.12
Wind-2 | 6106 | 0.12
Wind-2 | 6107 | 0.12
Wind-2 | 6108 | 0.12
Wind-2 | 6109 | 0.12
Wind-2 | 6110 | 0.12
Wind-2 | 6111 | 0.12
Wind-2 | 6112 | 0.12
Wind-2 | 6113 | 0.12
Wind-2 | 6114 | 0.12
Wind-2 | 6115 | 0.12
Wind-2 | 6116 | 0.12
Wind-2 | 6117 | 0.12
Wind-2 | 6118 | 0.12
Wind-2 | 6119 | 0.12
Wind-2 | 6120 | 0.12
Wind-2 | 6121 | 0.12
Wind-2 | 6122 | 0.12
Wind-2 | 6123 | 0.12
Wind-2 | 6124 | 0.12
Wind-2 | 6125 | 0.12
Wind-2 | 6126 | 0.12
Wind-2 | 6127 | 0.12
Wind-2 | 6128 | 0.12
Wind-2 | 6129 | 0.12
Wind-2 | 6130 | 0.12
Wind-2 | 6131 | 0.12
Wind-2 | 6132 | 0.12
Wind-2 | 6133 | 0.12
Wind-2 | 6134 | 0.12
Wind-2 | 6135 | 0.12
Wind-2 | 6136 | 0.12
Wind-2 | 6137 | 0.12
Wind-2 | 6138 | 0.12
Wind-2 | 6139 | 0.12
Wind-2 | 6140 | 0.12
Wind-2 | 6141 | 0.12
Wind-2 | 6142 | 0.12
Wind-2 | 6143 | 0.12
Wind-2 | 6144 | 0.12
Wind-2 | 6145 | 0.12
Wind-2 | 6146 | 0.12
Wind-2 | 6147 | 0.12
Wind-2 | 6148 | 0.12
Wind-2 | 6149 | 0.12
Wind-2 | 6150 | 0.12
Wind-2 | 6151 | 0.12
Wind-2 | 6152 | 0.12
Wind-2 | 6153 | 0.12
Wind-2 | 6154 | 0.12
Wind-2 | 6155 | 0.12
Wind-2 | 6156 | 0.12
Wind-2 | 6157 | 0.12
Wind-2 | 6158 | 0.12
Wind-2 | 6159 | 0.12
Wind-2 | 6160 | 0.12
Wind-2 | 6161 | 0.12
Wind-2 | 6162 | 0.12
Wind-2 | 6163 | 0.12
Wind-2 | 6164 | 0.12
Wind-2 | 6165 | 0.12
Wind-2 | 6166 | 0.12
Wind-2 | 6167 | 0.12
Wind-2 | 6168 | 0.12
Wind-2 | 6169 | 0.12
Wind-2 | 6170 | 0.12
Wind-2 | 6171 | 0.12
Wind-2 | 6172 | 0.12
Wind-2 | 6173 | 0.12
Wind-2 | 6174 | 0.12
Wind-2 | 6175 | 0.12
Wind-2 | 6176 | 0.12
Wind-2 | 6177 | 0.12
Wind-2 | 6178 | 0.12
Wind-2 | 6179 | 0.12
Wind-2 | 6180 | 0.12
Wind-2 | 6181 | 0.12
Wind-2 | 6182 | 0.12
Wind-2 | 6183 | 0.12
Wind-2 | 6184 | 0.12
Wind-2 | 6185 | 0.12
Wind-2 | 6186 | 0.12
Wind-2 | 6187 | 0.12
Wind-2 | 6188 | 0.12
Wind-2 | 6189 | 0.12
Wind-2 | 6190 | 0.12
Wind-2 | 6191 | 0.12
Wind-2 | 6192 | 0.12
Wind-2 | 6193 | 0.12
Wind-2 | 6194 | 0.12
Wind-2 | 6195 | 0.12
Wind-2 | 6196 | 0.12
Wind-2 | 6197 | 0.12
Wind-2 | 6198 | 0.12
Wind-2 | 6199 | 0.12
Wind-2 | 6200 | 0.12
Wind-2 | 6201 | 0.12
Wind-2 | 6202 | 0.12
Wind-2 | 6203 | 0.12
Wind-2 | 6204 | 0.12
Wind-2 | 6205 | 0.12
Wind-2 | 6206 | 0.12
Wind-2 | 6207 | 0.12
Wind-2 | 6208 | 0.12
Wind-2 | 6209 | 0.12
Wind-2 | 6210 | 0.12
Wind-2 | 6211 | 0.12
Wind-2 | 6212 | 0.12
Wind-2 | 6213 | 0.12
Wind-2 | 6214 | 0.12
Wind-2 | 6215 | 0.12
Wind-2 | 6216 | 0.12
Wind-2 | 6217 | 0.12
Wind-2 | 6218 | 0.12
Wind-2 | 6219 | 0.12
Wind-2 | 6220 | 0.12
Wind-2 | 6221 | 0.12
Wind-2 | 6222 | 0.12
Wind-2 | 6223 | 0.12
Wind-2 | 6224 | 0.12
Wind-2 | 6225 | 0.12
Wind-2 | 6226 | 0.12
Wind-2 | 6227 | 0.12
Wind-2 | 6228 | 0.12
Wind-2 | 6229 | 0.12
Wind-2 | 6230 | 0.12
Wind-2 | 6231 | 0.12
Wind-2 | 6232 | 0.12
Wind-2 | 6233 | 0.12
Wind-2 | 6234 | 0.12
Wind-2 | 6235 | 0.12
Wind-2 | 6236 | 0.12
Wind-2 | 6237 | 0.12
Wind-2 | 6238 | 0.12
Wind-2 | 6239 | 0.12
Wind-2 | 6240 | 0.12
Wind-2 | 6241 | 0.12
Wind-2 | 6242 | 0.12
Wind-2 | 6243 | 0.12
Wind-2 | 6244 | 0.12
Wind-2 | 6245 | 0.12
Wind-2 | 6246 | 0.12
Wind-2 | 6247 | 0.12
Wind-2 | 6248 | 0.12
Wind-2 | 6249 | 0.12
Wind-2 | 6250 | 0.12
Wind-2 | 6251 | 0.12
Wind-2 | 6252 | 0.12
Wind-2 | 6253 | 0.12
Wind-2 | 6254 | 0.12
Wind-2 | 6255 | 0.12
Wind-2 | 6256 | 0.12
Wind-2 | 6257 | 0.12
Wind-2 | 6258 | 0.12
Wind-2 | 6259 | 0.12
Wind-2 | 6260 | 0.12
Wind-2 | 6261 | 0.12
Wind-2 | 6262 | 0.12
Wind-2 | 6263 | 0.12
Wind-2 | 6264 | 0.12
Wind-2 | 6265 | 0.12
Wind-2 | 6266 | 0.12
Wind-2 | 6267 | 0.12
Wind-2 | 6268 | 0.12
Wind-2 | 6269 | 0.12
Wind-2 | 6270 | 0.12
Wind-2 | 6271 | 0.12
Wind-2 | 6272 | 0.12
Wind-2 | 6273 | 0.12
Wind-2 | 6274 | 0.12
Wind-2 | 6275 | 0.12
Wind-2 | 6276 | 0.12
Wind-2 | 6277 | 0.12
Wind-2 | 6278 | 0.12
Wind-2 | 6279 | 0.12
Wind-2 | 6280 | 0.12
Wind-2 | 6281 | 0.12
Wind-2 | 6282 | 0.12
Wind-2 | 6283 | 0.12
Wind-2 | 6284 | 0.12
Wind-2 | 6285 | 0.12
Wind-2 | 6286 | 0.12
Wind-2 | 6287 | 0.12
Wind-2 | 6288 | 0.12
Wind-2 | 6289 | 0.12
Wind-2 | 6290 | 0.12
Wind-2 | 6291 | 0.12
Wind-2 | 6292 | 0.12
Wind-2 | 6293 | 0.12
Wind-2 | 6294 | 0.12
Wind-2 | 6295 | 0.12
Wind-2 | 6296 | 0.12
Wind-2 | 6297 | 0.12
Wind-2 | 6298 | 0.12
Wind-2 | 6299 | 0.12
Wind-2 | 6300 | 0.12
Wind-2 | 6301 | 0.12
Wind-2 | 6302 | 0.12
Wind-2 | 6303 | 0.12
Wind-2 | 6304 | 0.12
Wind-2 | 6305 | 0.12
Wind-2 | 6306 | 0.12
Wind-2 | 6307 | 0.12
Wind-2 | 6308 | 0.12
Wind-2 | 6309 | 0.12
Wind-2 | 6310 | 0.12
Wind-2 | 6311 | 0.12
Wind-2 | 6312 | 0.12
Wind-2 | 6313 | 0.12
Wind-2 | 6314 | 0.12
Wind-2 | 6315 | 0.12
Wind-2 | 6316 | 0.12
Wind-2 | 6317 | 0.12
Wind-2 | 6318 | 0.12
Wind-2 | 6319 | 0.12
Wind-2 | 6320 | 0.12
Wind-2 | 6321 | 0.12
Wind-2 | 6322 | 0.12
Wind-2 | 6323 | 0.12
Wind-2 | 6324 | 0.12
Wind-2 | 6325 | 0.12
Wind-2 | 6326 | 0.12
Wind-2 | 6327 | 0.12
Wind-2 | 6328 | 0.12
Wind-2 | 6329 | 0.12
Wind-2 | 6330 | 0.12
Wind-2 | 6331 | 0.12
Wind-2 | 6332 | 0.12
Wind-2 | 6333 | 0.12
Wind-2 | 6334 | 0.12
Wind-2 | 6335 | 0.12
Wind-2 | 6336 | 0.12
Wind-2 | 6337 | 0.12
Wind-2 | 6338 | 0.12
Wind-2 | 6339 | 0.12
Wind-2 | 6340 | 0.12
Wind-2 | 6341 | 0.12
Wind-2 | 6342 | 0.12
Wind-2 | 6343 | 0.12
Wind-2 | 6344 | 0.12
Wind-2 | 6345 | 0.12
Wind-2 | 6346 | 0.12
Wind-2 | 6347 | 0.12
Wind-2 | 6348 | 0.12
Wind-2 | 6349 | 0.12
Wind-2 | 6350 | 0.12
Wind-2 | 6351 | 0.12
Wind-2 | 6352 | 0.12
Wind-2 | 6353 | 0.12
Wind-2 | 6354 | 0.12
Wind-2 | 6355 | 0.12
Wind-2 | 6356 | 0.12
Wind-2 | 6357 | 0.12
Wind-2 | 6358 | 0.12
Wind-2 | 6359 | 0.12
Wind-2 | 6360 | 0.12
Wind-2 | 6361 | 0.12
Wind-2 | 6362 | 0.12
Wind-2 | 6363 | 0.12
Wind-2 | 6364 | 0.12
Wind-2 | 6365 | 0.12
Wind-2 | 6366 | 0.12
Wind-2 | 6367 | 0.12
Wind-2 | 6368 | 0.12
Wind-2 | 6369 | 0.12
Wind-2 | 6370 | 0.12
Wind-2 | 6371 | 0.12
Wind-2 | 6372 | 0.12
Wind-2 | 6373 | 0.12
Wind-2 | 6374 | 0.12
Wind-2 | 6375 | 0.12
Wind-2 | 6376 | 0.12
Wind-2 | 6377 | 0.12
Wind-2 | 6378 | 0.12
Wind-2 | 6379 | 0.12
Wind-2 | 6380 | 0.12
Wind-2 | 6381 | 0.12
Wind-2 | 6382 | 0.12
Wind-2 | 6383 | 0.12
Wind-2 | 6384 | 0.12
Wind-2 | 6385 | 0.12
Wind-2 | 6386 | 0.12
Wind-2 | 6387 | 0.12
Wind-2 | 6388 | 0.12
Wind-2 | 6389 | 0.12
Wind-2 | 6390 | 0.12
Wind-2 | 6391 | 0.12
Wind-2 | 6392 | 0.12
Wind-2 | 6393 | 0.12
Wind-2 | 6394 | 0.12
Wind-2 | 6395 | 0.12
Wind-2 | 6396 | 0.12
Wind-2 | 6397 | 0.12
Wind-2 | 6398 | 0.12
Wind-2 | 6399 | 0.12
Wind-2 | 6400 | 0.12
Wind-2 | 6401 | 0.12
Wind-2 | 6402 | 0.12
Wind-2 | 6403 | 0.12
Wind-2 | 6404 | 0.12
Wind-2 | 6405 | 0.12
Wind-2 | 6406 | 0.12
Wind-2 | 6407 | 0.12
Wind-2 | 6408 | 0.12
Wind-2 | 6409 | 0.12
Wind-2 | 6410 | 0.12
Wind-2 | 6411 | 0.12
Wind-2 | 6412 | 0.12
Wind-2 | 6413 | 0.12
Wind-2 | 6414 | 0.12
Wind-2 | 6415 | 0.12
Wind-2 | 6416 | 0.12
Wind-2 | 6417 | 0.12
Wind-2 | 6418 | 0.12
Wind-2 | 6419 | 0.12
Wind-2 | 6420 | 0.12
Wind-2 | 6421 | 0.12
Wind-2 | 6422 | 0.12
Wind-2 | 6423 | 0.12
Wind-2 | 6424 | 0.12
Wind-2 | 6425 | 0.12
Wind-2 | 6426 | 0.12
Wind-2 | 6427 | 0.12
Wind-2 | 6428 | 0.12
Wind-2 | 6429 | 0.12
Wind-2 | 6430 | 0.12
Wind-2 | 6431 | 0.12
Wind-2 | 6432 | 0.12
Wind-2 | 6433 | 0.12
Wind-2 | 6434 | 0.12
Wind-2 | 6435 | 0.12
Wind-2 | 6436 | 0.12
Wind-2 | 6437 | 0.12
Wind-2 | 6438 | 0.12
Wind-2 | 6439 | 0.12
Wind-2 | 6440 | 0.12
Wind-2 | 6441 | 0.12
Wind-2 | 6442 | 0.12
Wind-2 | 6443 | 0.12
Wind-2 | 6444 | 0.12
Wind-2 | 6445 | 0.12
Wind-2 | 6446 | 0.12
Wind-2 | 6447 | 0.12
Wind-2 | 6448 | 0.12
Wind-2 | 6449 | 0.12
Wind-2 | 6450 | 0.12
Wind-2 | 6451 | 0.12
Wind-2 | 6452 | 0.12
Wind-2 | 6453 | 0.12
Wind-2 | 6454 | 0.12
Wind-2 | 6455 | 0.12
Wind-2 | 6456 | 0.12
Wind-2 | 6457 | 0.12
Wind-2 | 6458 | 0.12
Wind-2 | 6459 | 0.12
Wind-2 | 6460 | 0.12
Wind-2 | 6461 | 0.12
Wind-2 | 6462 | 0.12
Wind-2 | 6463 | 0.12
Wind-2 | 6464 | 0.12
Wind-2 | 6465 | 0.12
Wind-2 | 6466 | 0.12
Wind-2 | 6467 | 0.12
Wind-2 | 6468 | 0.12
Wind-2 | 6469 | 0.12
Wind-2 | 6470 | 0.12
Wind-2 | 6471 | 0.12
Wind-2 | 6472 | 0.12
Wind-2 | 6473 | 0.12
Wind-2 | 6474 | 0.12
Wind-2 | 6475 | 0.12
Wind-2 | 6476 | 0.12
Wind-2 | 6477 | 0.12
Wind-2 | 6478 | 0.12
Wind-2 | 6479 | 0.12
Wind-2 | 6480 | 0.12
Wind-2 | 6481 | 0.12
Wind-2 | 6482 | 0.12
Wind-2 | 6483 | 0.12
Wind-2 | 6484 | 0.12
Wind-2 | 6485 | 0.12
Wind-2 | 6486 | 0.12
Wind-2 | 6487 | 0.12
Wind-2 | 6488 | 0.12
Wind-2 | 6489 | 0.12
Wind-2 | 6490 | 0.12
Wind-2 | 6491 | 0.12
Wind-2 | 6492 | 0.12
Wind-2 | 6493 | 0.12
Wind-2 | 6494 | 0.12
Wind-2 | 6495 | 0.12
Wind-2 | 6496 | 0.12
Wind-2 | 6497 | 0.12
Wind-2 | 6498 | 0.12
Wind-2 | 6499 | 0.12
Wind-2 | 6500 | 0.12
Wind-2 | 6501 | 0.12
Wind-2 | 6502 | 0.12
Wind-2 | 6503 | 0.12
Wind-2 | 6504 | 0.12
Wind-2 | 6505 | 0.12
Wind-2 | 6506 | 0.12
Wind-2 | 6507 | 0.12
Wind-2 | 6508 | 0.12
Wind-2 | 6509 | 0.12
Wind-2 | 6510 | 0.12
Wind-2 | 6511 | 0.12
Wind-2 | 6512 | 0.12
Wind-2 | 6513 | 0.12
Wind-2 | 6514 | 0.12
Wind-2 | 6515 | 0.12
Wind-2 | 6516 | 0.12
Wind-2 | 6517 | 0.12
Wind-2 | 6518 | 0.12
Wind-2 | 6519 | 0.12
Wind-2 | 6520 | 0.12
Wind-2 | 6521 | 0.12
Wind-2 | 6522 | 0.12
Wind-2 | 6523 | 0.12
Wind-2 | 6524 | 0.12
Wind-2 | 6525 | 0.12
Wind-2 | 6526 | 0.12
Wind-2 | 6527 | 0.12
Wind-2 | 6528 | 0.12
Wind-2 | 6529 | 0.12
Wind-2 | 6530 | 0.12
Wind-2 | 6531 | 0.12
Wind-2 | 6532 | 0.12
Wind-2 | 6533 | 0.12
Wind-2 | 6534 | 0.12
Wind-2 | 6535 | 0.12
Wind-2 | 6536 | 0.12
Wind-2 | 6537 | 0.12
Wind-2 | 6538 | 0.12
Wind-2 | 6539 | 0.12
Wind-2 | 6540 | 0.12
Wind-2 | 6541 | 0.12
Wind-2 | 6542 | 0.12
Wind-2 | 6543 | 0.12
Wind-2 | 6544 | 0.12
Wind-2 | 6545 | 0.12
Wind-2 | 6546 | 0.12
Wind-2 | 6547 | 0.12
Wind-2 | 6548 | 0.12
Wind-2 | 6549 | 0.12
Wind-2 | 6550 | 0.12
Wind-2 | 6551 | 0.12
Wind-2 | 6552 | 0.12
Wind-2 | 6553 | 0.12
Wind-2 | 6554 | 0.12
Wind-2 | 6555 | 0.12
Wind-2 | 6556 | 0.12
Wind-2 | 6557 | 0.12
Wind-2 | 6558 | 0.12
Wind-2 | 6559 | 0.12
Wind-2 | 6560 | 0.12
Wind-2 | 6561 | 0.12
Wind-2 | 6562 | 0.12
Wind-2 | 6563 | 0.12
Wind-2 | 6564 | 0.12
Wind-2 | 6565 | 0.12
Wind-2 | 6566 | 0.12
Wind-2 | 6567 | 0.12
Wind-2 | 6568 | 0.12
Wind-2 | 6569 | 0.12
Wind-2 | 6570 | 0.12
Wind-2 | 6571 | 0.12
Wind-2 | 6572 | 0.12
Wind-2 | 6573 | 0.12
Wind-2 | 6574 | 0.12
Wind-2 | 6575 | 0.12
Wind-2 | 6576 | 0.12
Wind-2 | 6577 | 0.12
Wind-2 | 6578 | 0.12
Wind-2 | 6579 | 0.12
Wind-2 | 6580 | 0.12
Wind-2 | 6581 | 0.12
Wind-2 | 6582 | 0.12
Wind-2 | 6583 | 0.12
Wind-2 | 6584 | 0.12
Wind-2 | 6585 | 0.12
Wind-2 | 6586 | 0.12
Wind-2 | 6587 | 0.12
Wind-2 | 6588 | 0.12
Wind-2 | 6589 | 0.12
Wind-2 | 6590 | 0.12
Wind-2 | 6591 | 0.12
Wind-2 | 6592 | 0.12
Wind-2 | 6593 | 0.12
Wind-2 | 6594 | 0.12
Wind-2 | 6595 | 0.12
Wind-2 | 6596 | 0.12
Wind-2 | 6597 | 0.12
Wind-2 | 6598 | 0.12
Wind-2 | 6599 | 0.12
Wind-2 | 6600 | 0.12
Wind-2 | 6601 | 0.12
Wind-2 | 6602 | 0.12
Wind-2 | 6603 | 0.12
Wind-2 | 6604 | 0.12
Wind-2 | 6605 | 0.12
Wind-2 | 6606 | 0.12
Wind-2 | 6607 | 0.12
Wind-2 | 6608 | 0.12
Wind-2 | 6609 | 0.12
Wind-2 | 6610 | 0.12
Wind-2 | 6611 | 0.12
Wind-2 | 6612 | 0.12
Wind-2 | 6613 | 0.12
Wind-2 | 6614 | 0.12
Wind-2 | 6615 | 0.12
Wind-2 | 6616 | 0.12
Wind-2 | 6617 | 0.12
Wind-2 | 6618 | 0.12
Wind-2 | 6619 | 0.12
Wind-2 | 6620 | 0.12
Wind-2 | 6621 | 0.12
Wind-2 | 6622 | 0.12
Wind-2 | 6623 | 0.12
Wind-2 | 6624 | 0.12
Wind-2 | 6625 | 0.12
Wind-2 | 6626 | 0.12
Wind-2 | 6627 | 0.12
Wind-2 | 6628 | 0.12
Wind-2 | 6629 | 0.12
Wind-2 | 6630 | 0.12
Wind-2 | 6631 | 0.12
Wind-2 | 6632 | 0.12
Wind-2 | 6633 | 0.12
Wind-2 | 6634 | 0.12
Wind-2 | 6635 | 0.12
Wind-2 | 6636 | 0.12
Wind-2 | 6637 | 0.12
Wind-2 | 6638 | 0.12
Wind-2 | 6639 | 0.12
Wind-2 | 6640 | 0.12
Wind-2 | 6641 | 0.12
Wind-2 | 6642 | 0.12
Wind-2 | 6643 | 0.12
Wind-2 | 6644 | 0.12
Wind-2 | 6645 | 0.12
Wind-2 | 6646 | 0.12
Wind-2 | 6647 | 0.12
Wind-2 | 6648 | 0.12
Wind-2 | 6649 | 0.12
Wind-2 | 6650 | 0.12
Wind-2 | 6651 | 0.12
Wind-2 | 6652 | 0.12
Wind-2 | 6653 | 0.12
Wind-2 | 6654 | 0.12
Wind-2 | 6655 | 0.12
Wind-2 | 6656 | 0.12
Wind-2 | 6657 | 0.12
Wind-2 | 6658 | 0.12
Wind-2 | 6659 | 0.12
Wind-2 | 6660 | 0.12
Wind-2 | 6661 | 0.12
Wind-2 | 6662 | 0.12
Wind-2 | 6663 | 0.12
Wind-2 | 6664 | 0.12
Wind-2 | 6665 | 0.12
Wind-2 | 6666 | 0.12
Wind-2 | 6667 | 0.12
Wind-2 | 6668 | 0.12
Wind-2 | 6669 | 0.12
Wind-2 | 6670 | 0.12
Wind-2 | 6671 | 0.12
Wind-2 | 6672 | 0.12
Wind-2 | 6673 | 0.12
Wind-2 | 6674 | 0.12
Wind-2 | 6675 | 0.12
Wind-2 | 6676 | 0.12
Wind-2 | 6677 | 0.12
Wind-2 | 6678 | 0.12
Wind-2 | 6679 | 0.12
Wind-2 | 6680 | 0.12
Wind-2 | 6681 | 0.12
Wind-2 | 6682 | 0.12
Wind-2 | 6683 | 0.12
Wind-2 | 6684 | 0.12
Wind-2 | 6685 | 0.12
Wind-2 | 6686 | 0.12
Wind-2 | 6687 | 0.12
Wind-2 | 6688 | 0.12
Wind-2 | 6689 | 0.12
Wind-2 | 6690 | 0.12
Wind-2 | 6691 | 0.12
Wind-2 | 6692 | 0.12
Wind-2 | 6693 | 0.12
Wind-2 | 6694 | 0.12
Wind-2 | 6695 | 0.12
Wind-2 | 6696 | 0.12
Wind-2 | 6697 | 0.12
Wind-2 | 6698 | 0.12
Wind-2 | 6699 | 0.12
Wind-2 | 6700 | 0.12
Wind-2 | 6701 | 0.12
Wind-2 | 6702 | 0.12
Wind-2 | 6703 | 0.12
Wind-2 | 6704 | 0.12
Wind-2 | 6705 | 0.12
Wind-2 | 6706 | 0.12
Wind-2 | 6707 | 0.12
Wind-2 | 6708 | 0.12
Wind-2 | 6709 | 0.12
Wind-2 | 6710 | 0.12
Wind-2 | 6711 | 0.12
Wind-2 | 6712 | 0.12
Wind-2 | 6713 | 0.12
Wind-2 | 6714 | 0.12
Wind-2 | 6715 | 0.12
Wind-2 | 6716 | 0.12
Wind-2 | 6717 | 0.12
Wind-2 | 6718 | 0.12
Wind-2 | 6719 | 0.12
Wind-2 | 6720 | 0.12
Wind-2 | 6721 | 0.12
Wind-2 | 6722 | 0.12
Wind-2 | 6723 | 0.12
Wind-2 | 6724 | 0.12
Wind-2 | 6725 | 0.12
Wind-2 | 6726 | 0.12
Wind-2 | 6727 | 0.12
Wind-2 | 6728 | 0.12
Wind-2 | 6729 | 0.12
Wind-2 | 6730 | 0.12
Wind-2 | 6731 | 0.12
Wind-2 | 6732 | 0.12
Wind-2 | 6733 | 0.12
Wind-2 | 6734 | 0.12
Wind-2 | 6735 | 0.12
Wind-2 | 6736 | 0.12
Wind-2 | 6737 | 0.12
Wind-2 | 6738 | 0.12
Wind-2 | 6739 | 0.12
Wind-2 | 6740 | 0.12
Wind-2 | 6741 | 0.12
Wind-2 | 6742 | 0.12
Wind-2 | 6743 | 0.12
Wind-2 | 6744 | 0.12
Wind-2 | 6745 | 0.12
Wind-2 | 6746 | 0.12
Wind-2 | 6747 | 0.12
Wind-2 | 6748 | 0.12
Wind-2 | 6749 | 0.12
Wind-2 | 6750 | 0.12
Wind-2 | 6751 | 0.12
Wind-2 | 6752 | 0.12
Wind-2 | 6753 | 0.12
Wind-2 | 6754 | 0.12
Wind-2 | 6755 | 0.12
Wind-2 | 6756 | 0.12
Wind-2 | 6757 | 0.12
Wind-2 | 6758 | 0.12
Wind-2 | 6759 | 0.12
Wind-2 | 6760 | 0.12
Wind-2 | 6761 | 0.12
Wind-2 | 6762 | 0.12
Wind-2 | 6763 | 0.12
Wind-2 | 6764 | 0.12
Wind-2 | 6765 | 0.12
Wind-2 | 6766 | 0.12
Wind-2 | 6767 | 0.12
Wind-2 | 6768 | 0.12
Wind-2 | 6769 | 0.12
Wind-2 | 6770 | 0.12
Wind-2 | 6771 | 0.12
Wind-2 | 6772 | 0.12
Wind-2 | 6773 | 0.12
Wind-2 | 6774 | 0.12
Wind-2 | 6775 | 0.12
Wind-2 | 6776 | 0.12
Wind-2 | 6777 | 0.12
Wind-2 | 6778 | 0.12
Wind-2 | 6779 | 0.12
Wind-2 | 6780 | 0.12
Wind-2 | 6781 | 0.12
Wind-2 | 6782 | 0.12
Wind-2 | 6783 | 0.12
Wind-2 | 6784 | 0.12
Wind-2 | 6785 | 0.12
Wind-2 | 6786 | 0.12
Wind-2 | 6787 | 0.12
Wind-2 | 6788 | 0.12
Wind-2 | 6789 | 0.12
Wind-2 | 6790 | 0.12
Wind-2 | 6791 | 0.12
Wind-2 | 6792 | 0.12
Wind-2 | 6793 | 0.12
Wind-2 | 6794 | 0.12
Wind-2 | 6795 | 0.12
Wind-2 | 6796 | 0.12
Wind-2 | 6797 | 0.12
Wind-2 | 6798 | 0.12
Wind-2 | 6799 | 0.12
Wind-2 | 6800 | 0.12
Wind-2 | 6801 | 0.12
Wind-2 | 6802 | 0.12
Wind-2 | 6803 | 0.12
Wind-2 | 6804 | 0.12
Wind-2 | 6805 | 0.12
Wind-2 | 6806 | 0.12
Wind-2 | 6807 | 0.12
Wind-2 | 6808 | 0.12
Wind-2 | 6809 | 0.12
Wind-2 | 6810 | 0.12
Wind-2 | 6811 | 0.12
Wind-2 | 6812 | 0.12
Wind-2 | 6813 | 0.12
Wind-2 | 6814 | 0.12
Wind-2 | 6815 | 0.12
Wind-2 | 6816 | 0.12
Wind-2 | 6817 | 0.12
Wind-2 | 6818 | 0.12
Wind-2 | 6819 | 0.12
Wind-2 | 6820 | 0.12
Wind-2 | 6821 | 0.12
Wind-2 | 6822 | 0.12
Wind-2 | 6823 | 0.12
Wind-2 | 6824 | 0.12
Wind-2 | 6825 | 0.12
Wind-2 | 6826 | 0.12
Wind-2 | 6827 | 0.12
Wind-2 | 6828 | 0.12
Wind-2 | 6829 | 0.12
Wind-2 | 6830 | 0.12
Wind-2 | 6831 | 0.12
Wind-2 | 6832 | 0.12
Wind-2 | 6833 | 0.12
Wind-2 | 6834 | 0.12
Wind-2 | 6835 | 0.12
Wind-2 | 6836 | 0.12
Wind-2 | 6837 | 0.12
Wind-2 | 6838 | 0.12
Wind-2 | 6839 | 0.12
Wind-2 | 6840 | 0.12
Wind-2 | 6841 | 0.12
Wind-2 | 6842 | 0.12
Wind-2 | 6843 | 0.12
Wind-2 | 6844 | 0.12
Wind-2 | 6845 | 0.12
Wind-2 | 6846 | 0.12
Wind-2 | 6847 | 0.12
Wind-2 | 6848 | 0.12
Wind-2 | 6849 | 0.12
Wind-2 | 6850 | 0.12
Wind-2 | 6851 | 0.12
Wind-2 | 6852 | 0.12
Wind-2 | 6853 | 0.12
Wind-2 | 6854 | 0.12
Wind-2 | 6855 | 0.12
Wind-2 | 6856 | 0.12
Wind-2 | 6857 | 0.12
Wind-2 | 6858 | 0.12
Wind-2 | 6859 | 0.12
Wind-2 | 6860 | 0.12
Wind-2 | 6861 | 0.12
Wind-2 | 6862 | 0.12
Wind-2 | 6863 | 0.12
Wind-2 | 6864 | 0.12
Wind-2 | 6865 | 0.12
Wind-2 | 6866 | 0.12
Wind-2 | 6867 | 0.12
Wind-2 | 6868 | 0.12
Wind-2 | 6869 | 0.12
Wind-2 | 6870 | 0.12
Wind-2 | 6871 | 0.12
Wind-2 | 6872 | 0.12
Wind-2 | 6873 | 0.12
Wind-2 | 6874 | 0.12
Wind-2 | 6875 | 0.12
Wind-2 | 6876 | 0.12
Wind-2 | 6877 | 0.12
Wind-2 | 6878 | 0.12
Wind-2 | 6879 | 0.12
Wind-2 | 6880 | 0.12
Wind-2 | 6881 | 0.12
Wind-2 | 6882 | 0.12
Wind-2 | 6883 | 0.12
Wind-2 | 6884 | 0.12
Wind-2 | 6885 | 0.12
Wind-2 | 6886 | 0.12
Wind-2 | 6887 | 0.12
Wind-2 | 6888 | 0.12
Wind-2 | 6889 | 0.12
Wind-2 | 6890 | 0.12
Wind-2 | 6891 | 0.12
Wind-2 | 6892 | 0.12
Wind-2 | 6893 | 0.12
Wind-2 | 6894 | 0.12
Wind-2 | 6895 | 0.12
Wind-2 | 6896 | 0.12
Wind-2 | 6897 | 0.12
Wind-2 | 6898 | 0.12
Wind-2 | 6899 | 0.12
Wind-2 | 6900 | 0.12
Wind-2 | 6901 | 0.12
Wind-2 | 6902 | 0.12
Wind-2 | 6903 | 0.12
Wind-2 | 6904 | 0.12
Wind-2 | 6905 | 0.12
Wind-2 | 6906 | 0.12
Wind-2 | 6907 | 0.12
Wind-2 | 6908 | 0.12
Wind-2 | 6909 | 0.12
Wind-2 | 6910 | 0.12
Wind-2 | 6911 | 0.12
Wind-2 | 6912 | 0.12
Wind-2 | 6913 | 0.12
Wind-2 | 6914 | 0.12
Wind-2 | 6915 | 0.12
Wind-2 | 6916 | 0.12
Wind-2 | 6917 | 0.12
Wind-2 | 6918 | 0.12
Wind-2 | 6919 | 0.12
Wind-2 | 6920 | 0.12
Wind-2 | 6921 | 0.12
Wind-2 | 6922 | 0.12
Wind-2 | 6923 | 0.12
Wind-2 | 6924 | 0.12
Wind-2 | 6925 | 0.12
Wind-2 | 6926 | 0.12
Wind-2 | 6927 | 0.12
Wind-2 | 6928 | 0.12
Wind-2 | 6929 | 0.12
Wind-2 | 6930 | 0.12
Wind-2 | 6931 | 0.12
Wind-2 | 6932 | 0.12
Wind-2 | 6933 | 0.12
Wind-2 | 6934 | 0.12
Wind-2 | 6935 | 0.12
Wind-2 | 6936 | 0.12
Wind-2 | 6937 | 0.12
Wind-2 | 6938 | 0.12
Wind-2 | 6939 | 0.12
Wind-2 | 6940 | 0.12
Wind-2 | 6941 | 0.12
Wind-2 | 6942 | 0.12
Wind-2 | 6943 | 0.12
Wind-2 | 6944 | 0.12
Wind-2 | 6945 | 0.12
Wind-2 | 6946 | 0.12
Wind-2 | 6947 | 0.12
Wind-2 | 6948 | 0.12
Wind-2 | 6949 | 0.12
Wind-2 | 6950 | 0.12
Wind-2 | 6951 | 0.12
Wind-2 | 6952 | 0.12
Wind-2 | 6953 | 0.12
Wind-2 | 6954 | 0.12
Wind-2 | 6955 | 0.12
Wind-2 | 6956 | 0.12
Wind-2 | 6957 | 0.12
Wind-2 | 6958 | 0.12
Wind-2 | 6959 | 0.12
Wind-2 | 6960 | 0.12
Wind-2 | 6961 | 0.12
Wind-2 | 6962 | 0.12
Wind-2 | 6963 | 0.12
Wind-2 | 6964 | 0.12
Wind-2 | 6965 | 0.12
Wind-2 | 6966 | 0.12
Wind-2 | 6967 | 0.12
Wind-2 | 6968 | 0.12
Wind-2 | 6969 | 0.12
Wind-2 | 6970 | 0.12
Wind-2 | 6971 | 0.12
Wind-2 | 6972 | 0.12
Wind-2 | 6973 | 0.12
Wind-2 | 6974 | 0.12
Wind-2 | 6975 | 0.12
Wind-2 | 6976 | 0.12
Wind-2 | 6977 | 0.12
Wind-2 | 6978 | 0.12
Wind-2 | 6979 | 0.12
Wind-2 | 6980 | 0.12
Wind-2 | 6981 | 0.12
Wind-2 | 6982 | 0.12
Wind-2 | 6983 | 0.12
Wind-2 | 6984 | 0.12
Wind-2 | 6985 | 0.12
Wind-2 | 6986 | 0.12
Wind-2 | 6987 | 0.12
Wind-2 | 6988 | 0.12
Wind-2 | 6989 | 0.12
Wind-2 | 6990 | 0.12
Wind-2 | 6991 | 0.12
Wind-2 | 6992 | 0.12
Wind-2 | 6993 | 0.12
Wind-2 | 6994 | 0.12
Wind-2 | 6995 | 0.12
Wind-2 | 6996 | 0.12
Wind-2 | 6997 | 0.12
Wind-2 | 6998 | 0.12
Wind-2 | 6999 | 0.12
Wind-2 | 7000 | 0.12
Wind-2 | 7001 | 0.12
Wind-2 | 7002 | 0.12
Wind-2 | 7003 | 0.12
Wind-2 | 7004 | 0.12
Wind-2 | 7005 | 0.12
Wind-2 | 7006 | 0.12
Wind-2 | 7007 | 0.12
Wind-2 | 7008 | 0.12
Wind-2 | 7009 | 0.12
Wind-2 | 7010 | 0.12
Wind-2 | 7011 | 0.12
Wind-2 | 7012 | 0.12
Wind-2 | 7013 | 0.12
Wind-2 | 7014 | 0.12
Wind-2 | 7015 | 0.12
Wind-2 | 7016 | 0.12
Wind-2 | 7017 | 0.12
Wind-2 | 7018 | 0.12
Wind-2 | 7019 | 0.12
Wind-2 | 7020 | 0.12
Wind-2 | 7021 | 0.12
Wind-2 | 7022 | 0.12
Wind-2 | 7023 | 0.12
Wind-2 | 7024 | 0.12
Wind-2 | 7025 | 0.12
Wind-2 | 7026 | 0.12
Wind-2 | 7027 | 0.12
Wind-2 | 7028 | 0.12
Wind-2 | 7029 | 0.12
Wind-2 | 7030 | 0.12
Wind-2 | 7031 | 0.12
Wind-2 | 7032 | 0.12
Wind-2 | 7033 | 0.12
Wind-2 | 7034 | 0.12
Wind-2 | 7035 | 0.12
Wind-2 | 7036 | 0.12
Wind-2 | 7037 | 0.12
Wind-2 | 7038 | 0.12
Wind-2 | 7039 | 0.12
Wind-2 | 7040 | 0.12
Wind-2 | 7041 | 0.12
Wind-2 | 7042 | 0.12
Wind-2 | 7043 | 0.12
Wind-2 | 7044 | 0.12
Wind-2 | 7045 | 0.12
Wind-2 | 7046 | 0.12
Wind-2 | 7047 | 0.12
Wind-2 | 7048 | 0.12
Wind-2 | 7049 | 0.12
Wind-2 | 7050 | 0.12
Wind-2 | 7051 | 0.12
Wind-2 | 7052 | 0.12
Wind-2 | 7053 | 0.12
Wind-2 | 7054 | 0.12
Wind-2 | 7055 | 0.12
Wind-2 | 7056 | 0.12
Wind-2 | 7057 | 0.12
Wind-2 | 7058 | 0.12
Wind-2 | 7059 | 0.12
Wind-2 | 7060 | 0.12
Wind-2 | 7061 | 0.12
Wind-2 | 7062 | 0.12
Wind-2 | 7063 | 0.12
Wind-2 | 7064 | 0.12
Wind-2 | 7065 | 0.12
Wind-2 | 7066 | 0.12
Wind-2 | 7067 | 0.12
Wind-2 | 7068 | 0.12
Wind-2 | 7069 | 0.12
Wind-2 | 7070 | 0.12
Wind-2 | 7071 | 0.12
Wind-2 | 7072 | 0.12
Wind-2 | 7073 | 0.12
Wind-2 | 7074 | 0.12
Wind-2 | 7075 | 0.12
Wind-2 | 7076 | 0.12
Wind-2 | 7077 | 0.12
Wind-2 | 7078 | 0.12
Wind-2 | 7079 | 0.12
Wind-2 | 7080 | 0.12
Wind-2 | 7081 | 0.12
Wind-2 | 7082 | 0.12
Wind-2 | 7083 | 0.12
Wind-2 | 7084 | 0.12
Wind-2 | 7085 | 0.12
Wind-2 | 7086 | 0.12
Wind-2 | 7087 | 0.12
Wind-2 | 7088 | 0.12
Wind-2 | 7089 | 0.12
Wind-2 | 7090 | 0.12
Wind-2 | 7091 | 0.12
Wind-2 | 7092 | 0.12
Wind-2 | 7093 | 0.12
Wind-2 | 7094 | 0.12
Wind-2 | 7095 | 0.12
Wind-2 | 7096 | 0.12
Wind-2 | 7097 | 0.12
Wind-2 | 7098 | 0.12
Wind-2 | 7099 | 0.12
Wind-2 | 7100 | 0.12
Wind-2 | 7101 | 0.12
Wind-2 | 7102 | 0.12
Wind-2 | 7103 | 0.12
Wind-2 | 7104 | 0.12
Wind-2 | 7105 | 0.12
Wind-2 | 7106 | 0.12
Wind-2 | 7107 | 0.12
Wind-2 | 7108 | 0.12
Wind-2 | 7109 | 0.12
Wind-2 | 7110 | 0.12
Wind-2 | 7111 | 0.12
Wind-2 | 7112 | 0.12
Wind-2 | 7113 | 0.12
Wind-2 | 7114 | 0.12
Wind-2 | 7115 | 0.12
Wind-2 | 7116 | 0.12
Wind-2 | 7117 | 0.12
Wind-2 | 7118 | 0.12
Wind-2 | 7119 | 0.12
Wind-2 | 7120 | 0.12
Wind-2 | 7121 | 0.12
Wind-2 | 7122 | 0.12
Wind-2 | 7123 | 0.12
Wind-2 | 7124 | 0.12
Wind-2 | 7125 | 0.12
Wind-2 | 7126 | 0.12
Wind-2 | 7127 | 0.12
Wind-2 | 7128 | 0.12
Wind-2 | 7129 | 0.12
Wind-2 | 7130 | 0.12
Wind-2 | 7131 | 0.12
Wind-2 | 7132 | 0.12
Wind-2 | 7133 | 0.12
Wind-2 | 7134 | 0.12
Wind-2 | 7135 | 0.12
Wind-2 | 7136 | 0.12
Wind-2 | 7137 | 0.12
Wind-2 | 7138 | 0.12
Wind-2 | 7139 | 0.12
Wind-2 | 7140 | 0.12
Wind-2 | 7141 | 0.12
Wind-2 | 7142 | 0.12
Wind-2 | 7143 | 0.12
Wind-2 | 7144 | 0.12
Wind-2 | 7145 | 0.12
Wind-2 | 7146 | 0.12
Wind-2 | 7147 | 0.12
Wind-2 | 7148 | 0.12
Wind-2 | 7149 | 0.12
Wind-2 | 7150 | 0.12
Wind-2 | 7151 | 0.12
Wind-2 | 7152 | 0.12
Wind-2 | 7153 | 0.12
Wind-2 | 7154 | 0.12
Wind-2 | 7155 | 0.12
Wind-2 | 7156 | 0.12
Wind-2 | 7157 | 0.12
Wind-2 | 7158 | 0.12
Wind-2 | 7159 | 0.12
Wind-2 | 7160 | 0.12
Wind-2 | 7161 | 0.12
Wind-2 | 7162 | 0.12
Wind-2 | 7163 | 0.12
Wind-2 | 7164 | 0.12
Wind-2 | 7165 | 0.12
Wind-2 | 7166 | 0.12
Wind-2 | 7167 | 0.12
Wind-2 | 7168 | 0.12
Wind-2 | 7169 | 0.12
Wind-2 | 7170 | 0.12
Wind-2 | 7171 | 0.12
Wind-2 | 7172 | 0.12
Wind-2 | 7173 | 0.12
Wind-2 | 7174 | 0.12
Wind-2 | 7175 | 0.12
Wind-2 | 7176 | 0.12
Wind-2 | 7177 | 0.12
Wind-2 | 7178 | 0.12
Wind-2 | 7179 | 0.12
Wind-2 | 7180 | 0.12
Wind-2 | 7181 | 0.12
Wind-2 | 7182 | 0.12
Wind-2 | 7183 | 0.12
Wind-2 | 7184 | 0.12
Wind-2 | 7185 | 0.12
Wind-2 | 7186 | 0.12
Wind-2 | 7187 | 0.12
Wind-2 | 7188 | 0.12
Wind-2 | 7189 | 0.12
Wind-2 | 7190 | 0.12
Wind-2 | 7191 | 0.12
Wind-2 | 7192 | 0.12
Wind-2 | 7193 | 0.12
Wind-2 | 7194 | 0.12
Wind-2 | 7195 | 0.12
Wind-2 | 7196 | 0.12
Wind-2 | 7197 | 0.12
Wind-2 | 7198 | 0.12
Wind-2 | 7199 | 0.12
Wind-2 | 7200 | 0.12
Wind-2 | 7201 | 0.12
Wind-2 | 7202 | 0.12
Wind-2 | 7203 | 0.12
Wind-2 | 7204 | 0.12
Wind-2 | 7205 | 0.12
Wind-2 | 7206 | 0.12
Wind-2 | 7207 | 0.12
Wind-2 | 7208 | 0.12
Wind-2 | 7209 | 0.12
Wind-2 | 7210 | 0.12
Wind-2 | 7211 | 0.12
Wind-2 | 7212 | 0.12
Wind-2 | 7213 | 0.12
Wind-2 | 7214 | 0.12
Wind-2 | 7215 | 0.12
Wind-2 | 7216 | 0.12
Wind-2 | 7217 | 0.12
Wind-2 | 7218 | 0.12
Wind-2 | 7219 | 0.12
Wind-2 | 7220 | 0.12
Wind-2 | 7221 | 0.12
Wind-2 | 7222 | 0.12
Wind-2 | 7223 | 0.12
Wind-2 | 7224 | 0.12
Wind-2 | 7225 | 0.12
Wind-2 | 7226 | 0.12
Wind-2 | 7227 | 0.12
Wind-2 | 7228 | 0.12
Wind-2 | 7229 | 0.12
Wind-2 | 7230 | 0.12
Wind-2 | 7231 | 0.12
Wind-2 | 7232 | 0.12
Wind-2 | 7233 | 0.12
Wind-2 | 7234 | 0.12
Wind-2 | 7235 | 0.12
Wind-2 | 7236 | 0.12
Wind-2 | 7237 | 0.12
Wind-2 | 7238 | 0.12
Wind-2 | 7239 | 0.12
Wind-2 | 7240 | 0.12
Wind-2 | 7241 | 0.12
Wind-2 | 7242 | 0.12
Wind-2 | 7243 | 0.12
Wind-2 | 7244 | 0.12
Wind-2 | 7245 | 0.12
Wind-2 | 7246 | 0.12
Wind-2 | 7247 | 0.12
Wind-2 | 7248 | 0.12
Wind-2 | 7249 | 0.12
Wind-2 | 7250 | 0.12
Wind-2 | 7251 | 0.12
Wind-2 | 7252 | 0.12
Wind-2 | 7253 | 0.12
Wind-2 | 7254 | 0.12
Wind-2 | 7255 | 0.12
Wind-2 | 7256 | 0.12
Wind-2 | 7257 | 0.12
Wind-2 | 7258 | 0.12
Wind-2 | 7259 | 0.12
Wind-2 | 7260 | 0.12
Wind-2 | 7261 | 0.12
Wind-2 | 7262 | 0.12
Wind-2 | 7263 | 0.12
Wind-2 | 7264 | 0.12
Wind-2 | 7265 | 0.12
Wind-2 | 7266 | 0.12
Wind-2 | 7267 | 0.12
Wind-2 | 7268 | 0.12
Wind-2 | 7269 | 0.12
Wind-2 | 7270 | 0.12
Wind-2 | 7271 | 0.12
Wind-2 | 7272 | 0.12
Wind-2 | 7273 | 0.12
Wind-2 | 7274 | 0.12
Wind-2 | 7275 | 0.12
Wind-2 | 7276 | 0.12
Wind-2 | 7277 | 0.12
Wind-2 | 7278 | 0.12
Wind-2 | 7279 | 0.12
Wind-2 | 7280 | 0.12
Wind-2 | 7281 | 0.12
Wind-2 | 7282 | 0.12
Wind-2 | 7283 | 0.12
Wind-2 | 7284 | 0.12
Wind-2 | 7285 | 0.12
Wind-2 | 7286 | 0.12
Wind-2 | 7287 | 0.12
Wind-2 | 7288 | 0.12
Wind-2 | 7289 | 0.12
Wind-2 | 7290 | 0.12
Wind-2 | 7291 | 0.12
Wind-2 | 7292 | 0.12
Wind-2 | 7293 | 0.12
Wind-2 | 7294 | 0.12
Wind-2 | 7295 | 0.12
Wind-2 | 7296 | 0.12
Wind-2 | 7297 | 0.12
Wind-2 | 7298 | 0.12
Wind-2 | 7299 | 0.12
Wind-2 | 7300 | 0.12
Wind-2 | 7301 | 0.12
Wind-2 | 7302 | 0.12
Wind-2 | 7303 | 0.12
Wind-2 | 7304 | 0.12
Wind-2 | 7305 | 0.12
Wind-2 | 7306 | 0.12
Wind-2 | 7307 | 0.12
Wind-2 | 7308 | 0.12
Wind-2 | 7309 | 0.12
Wind-2 | 7310 | 0.12
Wind-2 | 7311 | 0.12
Wind-2 | 7312 | 0.12
Wind-2 | 7313 | 0.12
Wind-2 | 7314 | 0.12
Wind-2 | 7315 | 0.12
Wind-2 | 7316 | 0.12
Wind-2 | 7317 | 0.12
Wind-2 | 7318 | 0.12
Wind-2 | 7319 | 0.12
Wind-2 | 7320 | 0.12
Wind-2 | 7321 | 0.12
Wind-2 | 7322 | 0.12
Wind-2 | 7323 | 0.12
Wind-2 | 7324 | 0.12
Wind-2 | 7325 | 0.12
Wind-2 | 7326 | 0.12
Wind-2 | 7327 | 0.12
Wind-2 | 7328 | 0.12
Wind-2 | 7329 | 0.12
Wind-2 | 7330 | 0.12
Wind-2 | 7331 | 0.12
Wind-2 | 7332 | 0.12
Wind-2 | 7333 | 0.12
Wind-2 | 7334 | 0.12
Wind-2 | 7335 | 0.12
Wind-2 | 7336 | 0.12
Wind-2 | 7337 | 0.12
Wind-2 | 7338 | 0.12
Wind-2 | 7339 | 0.12
Wind-2 | 7340 | 0.12
Wind-2 | 7341 | 0.12
Wind-2 | 7342 | 0.12
Wind-2 | 7343 | 0.12
Wind-2 | 7344 | 0.12
Wind-2 | 7345 | 0.12
Wind-2 | 7346 | 0.12
Wind-2 | 7347 | 0.12
Wind-2 | 7348 | 0.12
Wind-2 | 7349 | 0.12
Wind-2 | 7350 | 0.12
Wind-2 | 7351 | 0.12
Wind-2 | 7352 | 0.12
Wind-2 | 7353 | 0.12
Wind-2 | 7354 | 0.12
Wind-2 | 7355 | 0.12
Wind-2 | 7356 | 0.12
Wind-2 | 7357 | 0.12
Wind-2 | 7358 | 0.12
Wind-2 | 7359 | 0.12
Wind-2 | 7360 | 0.12
Wind-2 | 7361 | 0.12
Wind-2 | 7362 | 0.12
Wind-2 | 7363 | 0.12
Wind-2 | 7364 | 0.12
Wind-2 | 7365 | 0.12
Wind-2 | 7366 | 0.12
Wind-2 | 7367 | 0.12
Wind-2 | 7368 | 0.12
Wind-2 | 7369 | 0.12
Wind-2 | 7370 | 0.12
Wind-2 | 7371 | 0.12
Wind-2 | 7372 | 0.12
Wind-2 | 7373 | 0.12
Wind-2 | 7374 | 0.12
Wind-2 | 7375 | 0.12
Wind-2 | 7376 | 0.12
Wind-2 | 7377 | 0.12
Wind-2 | 7378 | 0.12
Wind-2 | 7379 | 0.12
Wind-2 | 7380 | 0.12
Wind-2 | 7381 | 0.12
Wind-2 | 7382 | 0.12
Wind-2 | 7383 | 0.12
Wind-2 | 7384 | 0.12
Wind-2 | 7385 | 0.12
Wind-2 | 7386 | 0.12
Wind-2 | 7387 | 0.12
Wind-2 | 7388 | 0.12
Wind-2 | 7389 | 0.12
Wind-2 | 7390 | 0.12
Wind-2 | 7391 | 0.12
Wind-2 | 7392 | 0.12
Wind-2 | 7393 | 0.12
Wind-2 | 7394 | 0.12
Wind-2 | 7395 | 0.12
Wind-2 | 7396 | 0.12
Wind-2 | 7397 | 0.12
Wind-2 | 7398 | 0.12
Wind-2 | 7399 | 0.12
Wind-2 | 7400 | 0.12
Wind-2 | 7401 | 0.12
Wind-2 | 7402 | 0.12
Wind-2 | 7403 | 0.12
Wind-2 | 7404 | 0.12
Wind-2 | 7405 | 0.12
Wind-2 | 7406 | 0.12
Wind-2 | 7407 | 0.12
Wind-2 | 7408 | 0.12
Wind-2 | 7409 | 0.12
Wind-2 | 7410 | 0.12
Wind-2 | 7411 | 0.12
Wind-2 | 7412 | 0.12
Wind-2 | 7413 | 0.12
Wind-2 | 7414 | 0.12
Wind-2 | 7415 | 0.12
Wind-2 | 7416 | 0.12
Wind-2 | 7417 | 0.12
Wind-2 | 7418 | 0.12
Wind-2 | 7419 | 0.12
Wind-2 | 7420 | 0.12
Wind-2 | 7421 | 0.12
Wind-2 | 7422 | 0.12
Wind-2 | 7423 | 0.12
Wind-2 | 7424 | 0.12
Wind-2 | 7425 | 0.12
Wind-2 | 7426 | 0.12
Wind-2 | 7427 | 0.12
Wind-2 | 7428 | 0.12
Wind-2 | 7429 | 0.12
Wind-2 | 7430 | 0.12
Wind-2 | 7431 | 0.12
Wind-2 | 7432 | 0.12
Wind-2 | 7433 | 0.12
Wind-2 | 7434 | 0.12
Wind-2 | 7435 | 0.12
Wind-2 | 7436 | 0.12
Wind-2 | 7437 | 0.12
Wind-2 | 7438 | 0.12
Wind-2 | 7439 | 0.12
Wind-2 | 7440 | 0.12
Wind-2 | 7441 | 0.12
Wind-2 | 7442 | 0.12
Wind-2 | 7443 | 0.12
Wind-2 | 7444 | 0.12
Wind-2 | 7445 | 0.12
Wind-2 | 7446 | 0.12
Wind-2 | 7447 | 0.12
Wind-2 | 7448 | 0.12
Wind-2 | 7449 | 0.12
Wind-2 | 7450 | 0.12
Wind-2 | 7451 | 0.12
Wind-2 | 7452 | 0.12
Wind-2 | 7453 | 0.12
Wind-2 | 7454 | 0.12
Wind-2 | 7455 | 0.12
Wind-2 | 7456 | 0.12
Wind-2 | 7457 | 0.12
Wind-2 | 7458 | 0.12
Wind-2 | 7459 | 0.12
Wind-2 | 7460 | 0.12
Wind-2 | 7461 | 0.12
Wind-2 | 7462 | 0.12
Wind-2 | 7463 | 0.12
Wind-2 | 7464 | 0.12
Wind-2 | 7465 | 0.12
Wind-2 | 7466 | 0.12
Wind-2 | 7467 | 0.12
Wind-2 | 7468 | 0.12
Wind-2 | 7469 | 0.12
Wind-2 | 7470 | 0.12
Wind-2 | 7471 | 0.12
Wind-2 | 7472 | 0.12
Wind-2 | 7473 | 0.12
Wind-2 | 7474 | 0.12
Wind-2 | 7475 | 0.12
Wind-2 | 7476 | 0.12
Wind-2 | 7477 | 0.12
Wind-2 | 7478 | 0.12
Wind-2 | 7479 | 0.12
Wind-2 | 7480 | 0.12
Wind-2 | 7481 | 0.12
Wind-2 | 7482 | 0.12
Wind-2 | 7483 | 0.12
Wind-2 | 7484 | 0.12
Wind-2 | 7485 | 0.12
Wind-2 | 7486 | 0.12
Wind-2 | 7487 | 0.12
Wind-2 | 7488 | 0.12
Wind-2 | 7489 | 0.12
Wind-2 | 7490 | 0.12
Wind-2 | 7491 | 0.12
Wind-2 | 7492 | 0.12
Wind-2 | 7493 | 0.12
Wind-2 | 7494 | 0.12
Wind-2 | 7495 | 0.12
Wind-2 | 7496 | 0.12
Wind-2 | 7497 | 0.12
Wind-2 | 7498 | 0.12
Wind-2 | 7499 | 0.12
Wind-2 | 7500 | 0.12
Wind-2 | 7501 | 0.12
Wind-2 | 7502 | 0.12
Wind-2 | 7503 | 0.12
Wind-2 | 7504 | 0.12
Wind-2 | 7505 | 0.12
Wind-2 | 7506 | 0.12
Wind-2 | 7507 | 0.12
Wind-2 | 7508 | 0.12
Wind-2 | 7509 | 0.12
Wind-2 | 7510 | 0.12
Wind-2 | 7511 | 0.12
Wind-2 | 7512 | 0.12
Wind-2 | 7513 | 0.12
Wind-2 | 7514 | 0.12
Wind-2 | 7515 | 0.12
Wind-2 | 7516 | 0.12
Wind-2 | 7517 | 0.12
Wind-2 | 7518 | 0.12
Wind-2 | 7519 | 0.12
Wind-2 | 7520 | 0.12
Wind-2 | 7521 | 0.12
Wind-2 | 7522 | 0.12
Wind-2 | 7523 | 0.12
Wind-2 | 7524 | 0.12
Wind-2 | 7525 | 0.12
Wind-2 | 7526 | 0.12
Wind-2 | 7527 | 0.12
Wind-2 | 7528 | 0.12
Wind-2 | 7529 | 0.12
Wind-2 | 7530 | 0.12
Wind-2 | 7531 | 0.12
Wind-2 | 7532 | 0.12
Wind-2 | 7533 | 0.12
Wind-2 | 7534 | 0.12
Wind-2 | 7535 | 0.12
Wind-2 | 7536 | 0.12
Wind-2 | 7537 | 0.12
Wind-2 | 7538 | 0.12
Wind-2 | 7539 | 0.12
Wind-2 | 7540 | 0.12
Wind-2 | 7541 | 0.12
Wind-2 | 7542 | 0.12
Wind-2 | 7543 | 0.12
Wind-2 | 7544 | 0.12
Wind-2 | 7545 | 0.12
Wind-2 | 7546 | 0.12
Wind-2 | 7547 | 0.12
Wind-2 | 7548 | 0.12
Wind-2 | 7549 | 0.12
Wind-2 | 7550 | 0.12
Wind-2 | 7551 | 0.12
Wind-2 | 7552 | 0.12
Wind-2 | 7553 | 0.12
Wind-2 | 7554 | 0.12
Wind-2 | 7555 | 0.12
Wind-2 | 7556 | 0.12
Wind-2 | 7557 | 0.12
Wind-2 | 7558 | 0.12
Wind-2 | 7559 | 0.12
Wind-2 | 7560 | 0.12
Wind-2 | 7561 | 0.12
Wind-2 | 7562 | 0.12
Wind-2 | 7563 | 0.12
Wind-2 | 7564 | 0.12
Wind-2 | 7565 | 0.12
Wind-2 | 7566 | 0.12
Wind-2 | 7567 | 0.12
Wind-2 | 7568 | 0.12
Wind-2 | 7569 | 0.12
Wind-2 | 7570 | 0.12
Wind-2 | 7571 | 0.12
Wind-2 | 7572 | 0.12
Wind-2 | 7573 | 0.12
Wind-2 | 7574 | 0.12
Wind-2 | 7575 | 0.12
Wind-2 | 7576 | 0.12
Wind-2 | 7577 | 0.12
Wind-2 | 7578 | 0.12
Wind-2 | 7579 | 0.12
Wind-2 | 7580 | 0.12
Wind-2 | 7581 | 0.12
Wind-2 | 7582 | 0.12
Wind-2 | 7583 | 0.12
Wind-2 | 7584 | 0.12
Wind-2 | 7585 | 0.12
Wind-2 | 7586 | 0.12
Wind-2 | 7587 | 0.12
Wind-2 | 7588 | 0.12
Wind-2 | 7589 | 0.12
Wind-2 | 7590 | 0.12
Wind-2 | 7591 | 0.12
Wind-2 | 7592 | 0.12
Wind-2 | 7593 | 0.12
Wind-2 | 7594 | 0.12
Wind-2 | 7595 | 0.12
Wind-2 | 7596 | 0.12
Wind-2 | 7597 | 0.12
Wind-2 | 7598 | 0.12
Wind-2 | 7599 | 0.12
Wind-2 | 7600 | 0.12
Wind-2 | 7601 | 0.12
Wind-2 | 7602 | 0.12
Wind-2 | 7603 | 0.12
Wind-2 | 7604 | 0.12
Wind-2 | 7605 | 0.12
Wind-2 | 7606 | 0.12
Wind-2 | 7607 | 0.12
Wind-2 | 7608 | 0.12
Wind-2 | 7609 | 0.12
Wind-2 | 7610 | 0.12
Wind-2 | 7611 | 0.12
Wind-2 | 7612 | 0.12
Wind-2 | 7613 | 0.12
Wind-2 | 7614 | 0.12
Wind-2 | 7615 | 0.12
Wind-2 | 7616 | 0.12
Wind-2 | 7617 | 0.12
Wind-2 | 7618 | 0.12
Wind-2 | 7619 | 0.12
Wind-2 | 7620 | 0.12
Wind-2 | 7621 | 0.12
Wind-2 | 7622 | 0.12
Wind-2 | 7623 | 0.12
Wind-2 | 7624 | 0.12
Wind-2 | 7625 | 0.12
Wind-2 | 7626 | 0.12
Wind-2 | 7627 | 0.12
Wind-2 | 7628 | 0.12
Wind-2 | 7629 | 0.12
Wind-2 | 7630 | 0.12
Wind-2 | 7631 | 0.12
Wind-2 | 7632 | 0.12
Wind-2 | 7633 | 0.12
Wind-2 | 7634 | 0.12
Wind-2 | 7635 | 0.12
Wind-2 | 7636 | 0.12
Wind-2 | 7637 | 0.12
Wind-2 | 7638 | 0.12
Wind-2 | 7639 | 0.12
Wind-2 | 7640 | 0.12
Wind-2 | 7641 | 0.12
Wind-2 | 7642 | 0.12
Wind-2 | 7643 | 0.12
Wind-2 | 7644 | 0.12
Wind-2 | 7645 | 0.12
Wind-2 | 7646 | 0.12
Wind-2 | 7647 | 0.12
Wind-2 | 7648 | 0.12
Wind-2 | 7649 | 0.12
Wind-2 | 7650 | 0.12
Wind-2 | 7651 | 0.12
Wind-2 | 7652 | 0.12
Wind-2 | 7653 | 0.12
Wind-2 | 7654 | 0.12
Wind-2 | 7655 | 0.12
Wind-2 | 7656 | 0.12
Wind-2 | 7657 | 0.12
Wind-2 | 7658 | 0.12
Wind-2 | 7659 | 0.12
Wind-2 | 7660 | 0.12
Wind-2 | 7661 | 0.12
Wind-2 | 7662 | 0.12
Wind-2 | 7663 | 0.12
Wind-2 | 7664 | 0.12
Wind-2 | 7665 | 0.12
Wind-2 | 7666 | 0.12
Wind-2 | 7667 | 0.12
Wind-2 | 7668 | 0.12
Wind-2 | 7669 | 0.12
Wind-2 | 7670 | 0.12
Wind-2 | 7671 | 0.12
Wind-2 | 7672 | 0.12
Wind-2 | 7673 | 0.12
Wind-2 | 7674 | 0.12
Wind-2 | 7675 | 0.12
Wind-2 | 7676 | 0.12
Wind-2 | 7677 | 0.12
Wind-2 | 7678 | 0.12
Wind-2 | 7679 | 0.12
Wind-2 | 7680 | 0.12
Wind-2 | 7681 | 0.12
Wind-2 | 7682 | 0.12
Wind-2 | 7683 | 0.12
Wind-2 | 7684 | 0.12
Wind-2 | 7685 | 0.12
Wind-2 | 7686 | 0.12
Wind-2 | 7687 | 0.12
Wind-2 | 7688 | 0.12
Wind-2 | 7689 | 0.12
Wind-2 | 7690 | 0.12
Wind-2 | 7691 | 0.12
Wind-2 | 7692 | 0.12
Wind-2 | 7693 | 0.12
Wind-2 | 7694 | 0.12
Wind-2 | 7695 | 0.12
Wind-2 | 7696 | 0.12
Wind-2 | 7697 | 0.12
Wind-2 | 7698 | 0.12
Wind-2 | 7699 | 0.12
Wind-2 | 7700 | 0.12
Wind-2 | 7701 | 0.12
Wind-2 | 7702 | 0.12
Wind-2 | 7703 | 0.12
Wind-2 | 7704 | 0.12
Wind-2 | 7705 | 0.12
Wind-2 | 7706 | 0.12
Wind-2 | 7707 | 0.12
Wind-2 | 7708 | 0.12
Wind-2 | 7709 | 0.12
Wind-2 | 7710 | 0.12
Wind-2 | 7711 | 0.12
Wind-2 | 7712 | 0.12
Wind-2 | 7713 | 0.12
Wind-2 | 7714 | 0.12
Wind-2 | 7715 | 0.12
Wind-2 | 7716 | 0.12
Wind-2 | 7717 | 0.12
Wind-2 | 7718 | 0.12
Wind-2 | 7719 | 0.12
Wind-2 | 7720 | 0.12
Wind-2 | 7721 | 0.12
Wind-2 | 7722 | 0.12
Wind-2 | 7723 | 0.12
Wind-2 | 7724 | 0.12
Wind-2 | 7725 | 0.12
Wind-2 | 7726 | 0.12
Wind-2 | 7727 | 0.12
Wind-2 | 7728 | 0.12
Wind-2 | 7729 | 0.12
Wind-2 | 7730 | 0.12
Wind-2 | 7731 | 0.12
Wind-2 | 7732 | 0.12
Wind-2 | 7733 | 0.12
Wind-2 | 7734 | 0.12
Wind-2 | 7735 | 0.12
Wind-2 | 7736 | 0.12
Wind-2 | 7737 | 0.12
Wind-2 | 7738 | 0.12
Wind-2 | 7739 | 0.12
Wind-2 | 7740 | 0.12
Wind-2 | 7741 | 0.12
Wind-2 | 7742 | 0.12
Wind-2 | 7743 | 0.12
Wind-2 | 7744 | 0.12
Wind-2 | 7745 | 0.12
Wind-2 | 7746 | 0.12
Wind-2 | 7747 | 0.12
Wind-2 | 7748 | 0.12
Wind-2 | 7749 | 0.12
Wind-2 | 7750 | 0.12
Wind-2 | 7751 | 0.12
Wind-2 | 7752 | 0.12
Wind-2 | 7753 | 0.12
Wind-2 | 7754 | 0.12
Wind-2 | 7755 | 0.12
Wind-2 | 7756 | 0.12
Wind-2 | 7757 | 0.12
Wind-2 | 7758 | 0.12
Wind-2 | 7759 | 0.12
Wind-2 | 7760 | 0.12
Wind-2 | 7761 | 0.12
Wind-2 | 7762 | 0.12
Wind-2 | 7763 | 0.12
Wind-2 | 7764 | 0.12
Wind-2 | 7765 | 0.12
Wind-2 | 7766 | 0.12
Wind-2 | 7767 | 0.12
Wind-2 | 7768 | 0.12
Wind-2 | 7769 | 0.12
Wind-2 | 7770 | 0.12
Wind-2 | 7771 | 0.12
Wind-2 | 7772 | 0.12
Wind-2 | 7773 | 0.12
Wind-2 | 7774 | 0.12
Wind-2 | 7775 | 0.12
Wind-2 | 7776 | 0.12
Wind-2 | 7777 | 0.12
Wind-2 | 7778 | 0.12
Wind-2 | 7779 | 0.12
Wind-2 | 7780 | 0.12
Wind-2 | 7781 | 0.12
Wind-2 | 7782 | 0.12
Wind-2 | 7783 | 0.12
Wind-2 | 7784 | 0.12
Wind-2 | 7785 | 0.12
Wind-2 | 7786 | 0.12
Wind-2 | 7787 | 0.12
Wind-2 | 7788 | 0.12
Wind-2 | 7789 | 0.12
Wind-2 | 7790 | 0.12
Wind-2 | 7791 | 0.12
Wind-2 | 7792 | 0.12
Wind-2 | 7793 | 0.12
Wind-2 | 7794 | 0.12
Wind-2 | 7795 | 0.12
Wind-2 | 7796 | 0.12
Wind-2 | 7797 | 0.12
Wind-2 | 7798 | 0.12
Wind-2 | 7799 | 0.12
Wind-2 | 7800 | 0.12
Wind-2 | 7801 | 0.12
Wind-2 | 7802 | 0.12
Wind-2 | 7803 | 0.12
Wind-2 | 7804 | 0.12
Wind-2 | 7805 | 0.12
Wind-2 | 7806 | 0.12
Wind-2 | 7807 | 0.12
Wind-2 | 7808 | 0.12
Wind-2 | 7809 | 0.12
Wind-2 | 7810 | 0.12
Wind-2 | 7811 | 0.12
Wind-2 | 7812 | 0.12
Wind-2 | 7813 | 0.12
Wind-2 | 7814 | 0.12
Wind-2 | 7815 | 0.12
Wind-2 | 7816 | 0.12
Wind-2 | 7817 | 0.12
Wind-2 | 7818 | 0.12
Wind-2 | 7819 | 0.12
Wind-2 | 7820 | 0.12
Wind-2 | 7821 | 0.12
Wind-2 | 7822 | 0.12
Wind-2 | 7823 | 0.12
Wind-2 | 7824 | 0.12
Wind-2 | 7825 | 0.12
Wind-2 | 7826 | 0.12
Wind-2 | 7827 | 0.12
Wind-2 | 7828 | 0.12
Wind-2 | 7829 | 0.12
Wind-2 | 7830 | 0.12
Wind-2 | 7831 | 0.12
Wind-2 | 7832 | 0.12
Wind-2 | 7833 | 0.12
Wind-2 | 7834 | 0.12
Wind-2 | 7835 | 0.12
Wind-2 | 7836 | 0.12
Wind-2 | 7837 | 0.12
Wind-2 | 7838 | 0.12
Wind-2 | 7839 | 0.12
Wind-2 | 7840 | 0.12
Wind-2 | 7841 | 0.12
Wind-2 | 7842 | 0.12
Wind-2 | 7843 | 0.12
Wind-2 | 7844 | 0.12
Wind-2 | 7845 | 0.12
Wind-2 | 7846 | 0.12
Wind-2 | 7847 | 0.12
Wind-2 | 7848 | 0.12
Wind-2 | 7849 | 0.12
Wind-2 | 7850 | 0.12
Wind-2 | 7851 | 0.12
Wind-2 | 7852 | 0.12
Wind-2 | 7853 | 0.12
Wind-2 | 7854 | 0.12
Wind-2 | 7855 | 0.12
Wind-2 | 7856 | 0.12
Wind-2 | 7857 | 0.12
Wind-2 | 7858 | 0.12
Wind-2 | 7859 | 0.12
Wind-2 | 7860 | 0.12
Wind-2 | 7861 | 0.12
Wind-2 | 7862 | 0.12
Wind-2 | 7863 | 0.12
Wind-2 | 7864 | 0.12
Wind-2 | 7865 | 0.12
Wind-2 | 7866 | 0.12
Wind-2 | 7867 | 0.12
Wind-2 | 7868 | 0.12
Wind-2 | 7869 | 0.12
Wind-2 | 7870 | 0.12
Wind-2 | 7871 | 0.12
Wind-2 | 7872 | 0.12
Wind-2 | 7873 | 0.12
Wind-2 | 7874 | 0.12
Wind-2 | 7875 | 0.12
Wind-2 | 7876 | 0.12
Wind-2 | 7877 | 0.12
Wind-2 | 7878 | 0.12
Wind-2 | 7879 | 0.12
Wind-2 | 7880 | 0.12
Wind-2 | 7881 | 0.12
Wind-2 | 7882 | 0.12
Wind-2 | 7883 | 0.12
Wind-2 | 7884 | 0.12
Wind-2 | 7885 | 0.12
Wind-2 | 7886 | 0.12
Wind-2 | 7887 | 0.12
Wind-2 | 7888 | 0.12
Wind-2 | 7889 | 0.12
Wind-2 | 7890 | 0.12
Wind-2 | 7891 | 0.12
Wind-2 | 7892 | 0.12
Wind-2 | 7893 | 0.12
Wind-2 | 7894 | 0.12
Wind-2 | 7895 | 0.12
Wind-2 | 7896 | 0.12
Wind-2 | 7897 | 0.12
Wind-2 | 7898 | 0.12
Wind-2 | 7899 | 0.12
Wind-2 | 7900 | 0.12
Wind-2 | 7901 | 0.12
Wind-2 | 7902 | 0.12
Wind-2 | 7903 | 0.12
Wind-2 | 7904 | 0.12
Wind-2 | 7905 | 0.12
Wind-2 | 7906 | 0.12
Wind-2 | 7907 | 0.12
Wind-2 | 7908 | 0.12
Wind-2 | 7909 | 0.12
Wind-2 | 7910 | 0.12
Wind-2 | 7911 | 0.12
Wind-2 | 7912 | 0.12
Wind-2 | 7913 | 0.12
Wind-2 | 7914 | 0.12
Wind-2 | 7915 | 0.12
Wind-2 | 7916 | 0.12
Wind-2 | 7917 | 0.12
Wind-2 | 7918 | 0.12
Wind-2 | 7919 | 0.12
Wind-2 | 7920 | 0.12
Wind-2 | 7921 | 0.12
Wind-2 | 7922 | 0.12
Wind-2 | 7923 | 0.12
Wind-2 | 7924 | 0.12
Wind-2 | 7925 | 0.12
Wind-2 | 7926 | 0.12
Wind-2 | 7927 | 0.12
Wind-2 | 7928 | 0.12
Wind-2 | 7929 | 0.12
Wind-2 | 7930 | 0.12
Wind-2 | 7931 | 0.12
Wind-2 | 7932 | 0.12
Wind-2 | 7933 | 0.12
Wind-2 | 7934 | 0.12
Wind-2 | 7935 | 0.12
Wind-2 | 7936 | 0.12
Wind-2 | 7937 | 0.12
Wind-2 | 7938 | 0.12
Wind-2 | 7939 | 0.12
Wind-2 | 7940 | 0.12
Wind-2 | 7941 | 0.12
Wind-2 | 7942 | 0.12
Wind-2 | 7943 | 0.12
Wind-2 | 7944 | 0.12
Wind-2 | 7945 | 0.12
Wind-2 | 7946 | 0.12
Wind-2 | 7947 | 0.12
Wind-2 | 7948 | 0.12
Wind-2 | 7949 | 0.12
Wind-2 | 7950 | 0.12
Wind-2 | 7951 | 0.12
Wind-2 | 7952 | 0.12
Wind-2 | 7953 | 0.12
Wind-2 | 7954 | 0.12
Wind-2 | 7955 | 0.12
Wind-2 | 7956 | 0.12
Wind-2 | 7957 | 0.12
Wind-2 | 7958 | 0.12
Wind-2 | 7959 | 0.12
Wind-2 | 7960 | 0.12
Wind-2 | 7961 | 0.12
Wind-2 | 7962 | 0.12
Wind-2 | 7963 | 0.12
Wind-2 | 7964 | 0.12
Wind-2 | 7965 | 0.12
Wind-2 | 7966 | 0.12
Wind-2 | 7967 | 0.12
Wind-2 | 7968 | 0.12
Wind-2 | 7969 | 0.12
Wind-2 | 7970 | 0.12
Wind-2 | 7971 | 0.12
Wind-2 | 7972 | 0.12
Wind-2 | 7973 | 0.12
Wind-2 | 7974 | 0.12
Wind-2 | 7975 | 0.12
Wind-2 | 7976 | 0.12
Wind-2 | 7977 | 0.12
Wind-2 | 7978 | 0.12
Wind-2 | 7979 | 0.12
Wind-2 | 7980 | 0.12
Wind-2 | 7981 | 0.12
Wind-2 | 7982 | 0.12
Wind-2 | 7983 | 0.12
Wind-2 | 7984 | 0.12
Wind-2 | 7985 | 0.12
Wind-2 | 7986 | 0.12
Wind-2 | 7987 | 0.12
Wind-2 | 7988 | 0.12
Wind-2 | 7989 | 0.12
Wind-2 | 7990 | 0.12
Wind-2 | 7991 | 0.12
Wind-2 | 7992 | 0.12
Wind-2 | 7993 | 0.12
Wind-2 | 7994 | 0.12
Wind-2 | 7995 | 0.12
Wind-2 | 7996 | 0.12
Wind-2 | 7997 | 0.12
Wind-2 | 7998 | 0.12
Wind-2 | 7999 | 0.12
Wind-2 | 8000 | 0.12
Wind-2 | 8001 | 0.12
Wind-2 | 8002 | 0.12
Wind-2 | 8003 | 0.12
Wind-2 | 8004 | 0.12
Wind-2 | 8005 | 0.12
Wind-2 | 8006 | 0.12
Wind-2 | 8007 | 0.12
Wind-2 | 8008 | 0.12
Wind-2 | 8009 | 0.12
Wind-2 | 8010 | 0.12
Wind-2 | 8011 | 0.12
Wind-2 | 8012 | 0.12
Wind-2 | 8013 | 0.12
Wind-2 | 8014 | 0.12
Wind-2 | 8015 | 0.12
Wind-2 | 8016 | 0.12
Wind-2 | 8017 | 0.12
Wind-2 | 8018 | 0.12
Wind-2 | 8019 | 0.12
Wind-2 | 8020 | 0.12
Wind-2 | 8021 | 0.12
Wind-2 | 8022 | 0.12
Wind-2 | 8023 | 0.12
Wind-2 | 8024 | 0.12
Wind-2 | 8025 | 0.12
Wind-2 | 8026 | 0.12
Wind-2 | 8027 | 0.12
Wind-2 | 8028 | 0.12
Wind-2 | 8029 | 0.12
Wind-2 | 8030 | 0.12
Wind-2 | 8031 | 0.12
Wind-2 | 8032 | 0.12
Wind-2 | 8033 | 0.12
Wind-2 | 8034 | 0.12
Wind-2 | 8035 | 0.12
Wind-2 | 8036 | 0.12
Wind-2 | 8037 | 0.12
Wind-2 | 8038 | 0.12
Wind-2 | 8039 | 0.12
Wind-2 | 8040 | 0.12
Wind-2 | 8041 | 0.12
Wind-2 | 8042 | 0.12
Wind-2 | 8043 | 0.12
Wind-2 | 8044 | 0.12
Wind-2 | 8045 | 0.12
Wind-2 | 8046 | 0.12
Wind-2 | 8047 | 0.12
Wind-2 | 8048 | 0.12
Wind-2 | 8049 | 0.12
Wind-2 | 8050 | 0.12
Wind-2 | 8051 | 0.12
Wind-2 | 8052 | 0.12
Wind-2 | 8053 | 0.12
Wind-2 | 8054 | 0.12
Wind-2 | 8055 | 0.12
Wind-2 | 8056 | 0.12
Wind-2 | 8057 | 0.12
Wind-2 | 8058 | 0.12
Wind-2 | 8059 | 0.12
Wind-2 | 8060 | 0.12
Wind-2 | 8061 | 0.12
Wind-2 | 8062 | 0.12
Wind-2 | 8063 | 0.12
Wind-2 | 8064 | 0.12
Wind-2 | 8065 | 0.12
Wind-2 | 8066 | 0.12
Wind-2 | 8067 | 0.12
Wind-2 | 8068 | 0.12
Wind-2 | 8069 | 0.12
Wind-2 | 8070 | 0.12
Wind-2 | 8071 | 0.12
Wind-2 | 8072 | 0.12
Wind-2 | 8073 | 0.12
Wind-2 | 8074 | 0.12
Wind-2 | 8075 | 0.12
Wind-2 | 8076 | 0.12
Wind-2 | 8077 | 0.12
Wind-2 | 8078 | 0.12
Wind-2 | 8079 | 0.12
Wind-2 | 8080 | 0.12
Wind-2 | 8081 | 0.12
Wind-2 | 8082 | 0.12
Wind-2 | 8083 | 0.12
Wind-2 | 8084 | 0.12
Wind-2 | 8085 | 0.12
Wind-2 | 8086 | 0.12
Wind-2 | 8087 | 0.12
Wind-2 | 8088 | 0.12
Wind-2 | 8089 | 0.12
Wind-2 | 8090 | 0.12
Wind-2 | 8091 | 0.12
Wind-2 | 8092 | 0.12
Wind-2 | 8093 | 0.12
Wind-2 | 8094 | 0.12
Wind-2 | 8095 | 0.12
Wind-2 | 8096 | 0.12
Wind-2 | 8097 | 0.12
Wind-2 | 8098 | 0.12
Wind-2 | 8099 | 0.12
Wind-2 | 8100 | 0.12
Wind-2 | 8101 | 0.12
Wind-2 | 8102 | 0.12
Wind-2 | 8103 | 0.12
Wind-2 | 8104 | 0.12
Wind-2 | 8105 | 0.12
Wind-2 | 8106 | 0.12
Wind-2 | 8107 | 0.12
Wind-2 | 8108 | 0.12
Wind-2 | 8109 | 0.12
Wind-2 | 8110 | 0.12
Wind-2 | 8111 | 0.12
Wind-2 | 8112 | 0.12
Wind-2 | 8113 | 0.12
Wind-2 | 8114 | 0.12
Wind-2 | 8115 | 0.12
Wind-2 | 8116 | 0.12
Wind-2 | 8117 | 0.12
Wind-2 | 8118 | 0.12
Wind-2 | 8119 | 0.12
Wind-2 | 8120 | 0.12
Wind-2 | 8121 | 0.12
Wind-2 | 8122 | 0.12
Wind-2 | 8123 | 0.12
Wind-2 | 8124 | 0.12
Wind-2 | 8125 | 0.12
Wind-2 | 8126 | 0.12
Wind-2 | 8127 | 0.12
Wind-2 | 8128 | 0.12
Wind-2 | 8129 | 0.12
Wind-2 | 8130 | 0.12
Wind-2 | 8131 | 0.12
Wind-2 | 8132 | 0.12
Wind-2 | 8133 | 0.12
Wind-2 | 8134 | 0.12
Wind-2 | 8135 | 0.12
Wind-2 | 8136 | 0.12
Wind-2 | 8137 | 0.12
Wind-2 | 8138 | 0.12
Wind-2 | 8139 | 0.12
Wind-2 | 8140 | 0.12
Wind-2 | 8141 | 0.12
Wind-2 | 8142 | 0.12
Wind-2 | 8143 | 0.12
Wind-2 | 8144 | 0.12
Wind-2 | 8145 | 0.12
Wind-2 | 8146 | 0.12
Wind-2 | 8147 | 0.12
Wind-2 | 8148 | 0.12
Wind-2 | 8149 | 0.12
Wind-2 | 8150 | 0.12
Wind-2 | 8151 | 0.12
Wind-2 | 8152 | 0.12
Wind-2 | 8153 | 0.12
Wind-2 | 8154 | 0.12
Wind-2 | 8155 | 0.12
Wind-2 | 8156 | 0.12
Wind-2 | 8157 | 0.12
Wind-2 | 8158 | 0.12
Wind-2 | 8159 | 0.12
Wind-2 | 8160 | 0.12
Wind-2 | 8161 | 0.12
Wind-2 | 8162 | 0.12
Wind-2 | 8163 | 0.12
Wind-2 | 8164 | 0.12
Wind-2 | 8165 | 0.12
Wind-2 | 8166 | 0.12
Wind-2 | 8167 | 0.12
Wind-2 | 8168 | 0.12
Wind-2 | 8169 | 0.12
Wind-2 | 8170 | 0.12
Wind-2 | 8171 | 0.12
Wind-2 | 8172 | 0.12
Wind-2 | 8173 | 0.12
Wind-2 | 8174 | 0.12
Wind-2 | 8175 | 0.12
Wind-2 | 8176 | 0.12
Wind-2 | 8177 | 0.12
Wind-2 | 8178 | 0.12
Wind-2 | 8179 | 0.12
Wind-2 | 8180 | 0.12
Wind-2 | 8181 | 0.12
Wind-2 | 8182 | 0.12
Wind-2 | 8183 | 0.12
Wind-2 | 8184 | 0.12
Wind-2 | 8185 | 0.12
Wind-2 | 8186 | 0.12
Wind-2 | 8187 | 0.12
Wind-2 | 8188 | 0.12
Wind-2 | 8189 | 0.12
Wind-2 | 8190 | 0.12
Wind-2 | 8191 | 0.12
Wind-2 | 8192 | 0.12
Wind-2 | 8193 | 0.12
Wind-2 | 8194 | 0.12
Wind-2 | 8195 | 0.12
Wind-2 | 8196 | 0.12
Wind-2 | 8197 | 0.12
Wind-2 | 8198 | 0.12
Wind-2 | 8199 | 0.12
Wind-2 | 8200 | 0.12
Wind-2 | 8201 | 0.12
Wind-2 | 8202 | 0.12
Wind-2 | 8203 | 0.12
Wind-2 | 8204 | 0.12
Wind-2 | 8205 | 0.12
Wind-2 | 8206 | 0.12
Wind-2 | 8207 | 0.12
Wind-2 | 8208 | 0.12
Wind-2 | 8209 | 0.12
Wind-2 | 8210 | 0.12
Wind-2 | 8211 | 0.12
Wind-2 | 8212 | 0.12
Wind-2 | 8213 | 0.12
Wind-2 | 8214 | 0.12
Wind-2 | 8215 | 0.12
Wind-2 | 8216 | 0.12
Wind-2 | 8217 | 0.12
Wind-2 | 8218 | 0.12
Wind-2 | 8219 | 0.12
Wind-2 | 8220 | 0.12
Wind-2 | 8221 | 0.12
Wind-2 | 8222 | 0.12
Wind-2 | 8223 | 0.12
Wind-2 | 8224 | 0.12
Wind-2 | 8225 | 0.12
Wind-2 | 8226 | 0.12
Wind-2 | 8227 | 0.12
Wind-2 | 8228 | 0.12
Wind-2 | 8229 | 0.12
Wind-2 | 8230 | 0.12
Wind-2 | 8231 | 0.12
Wind-2 | 8232 | 0.12
Wind-2 | 8233 | 0.12
Wind-2 | 8234 | 0.12
Wind-2 | 8235 | 0.12
Wind-2 | 8236 | 0.12
Wind-2 | 8237 | 0.12
Wind-2 | 8238 | 0.12
Wind-2 | 8239 | 0.12
Wind-2 | 8240 | 0.12
Wind-2 | 8241 | 0.12
Wind-2 | 8242 | 0.12
Wind-2 | 8243 | 0.12
Wind-2 | 8244 | 0.12
Wind-2 | 8245 | 0.12
Wind-2 | 8246 | 0.12
Wind-2 | 8247 | 0.12
Wind-2 | 8248 | 0.12
Wind-2 | 8249 | 0.12
Wind-2 | 8250 | 0.12
Wind-2 | 8251 | 0.12
Wind-2 | 8252 | 0.12
Wind-2 | 8253 | 0.12
Wind-2 | 8254 | 0.12
Wind-2 | 8255 | 0.12
Wind-2 | 8256 | 0.12
Wind-2 | 8257 | 0.12
Wind-2 | 8258 | 0.12
Wind-2 | 8259 | 0.12
Wind-2 | 8260 | 0.12
Wind-2 | 8261 | 0.12
Wind-2 | 8262 | 0.12
Wind-2 | 8263 | 0.12
Wind-2 | 8264 | 0.12
Wind-2 | 8265 | 0.12
Wind-2 | 8266 | 0.12
Wind-2 | 8267 | 0.12
Wind-2 | 8268 | 0.12
Wind-2 | 8269 | 0.12
Wind-2 | 8270 | 0.12
Wind-2 | 8271 | 0.12
Wind-2 | 8272 | 0.12
Wind-2 | 8273 | 0.12
Wind-2 | 8274 | 0.12
Wind-2 | 8275 | 0.12
Wind-2 | 8276 | 0.12
Wind-2 | 8277 | 0.12
Wind-2 | 8278 | 0.12
Wind-2 | 8279 | 0.12
Wind-2 | 8280 | 0.12
Wind-2 | 8281 | 0.12
Wind-2 | 8282 | 0.12
Wind-2 | 8283 | 0.12
Wind-2 | 8284 | 0.12
Wind-2 | 8285 | 0.12
Wind-2 | 8286 | 0.12
Wind-2 | 8287 | 0.12
Wind-2 | 8288 | 0.12
Wind-2 | 8289 | 0.12
Wind-2 | 8290 | 0.12
Wind-2 | 8291 | 0.12
Wind-2 | 8292 | 0.12
Wind-2 | 8293 | 0.12
Wind-2 | 8294 | 0.12
Wind-2 | 8295 | 0.12
Wind-2 | 8296 | 0.12
Wind-2 | 8297 | 0.12
Wind-2 | 8298 | 0.12
Wind-2 | 8299 | 0.12
Wind-2 | 8300 | 0.12
Wind-2 | 8301 | 0.12
Wind-2 | 8302 | 0.12
Wind-2 | 8303 | 0.12
Wind-2 | 8304 | 0.12
Wind-2 | 8305 | 0.12
Wind-2 | 8306 | 0.12
Wind-2 | 8307 | 0.12
Wind-2 | 8308 | 0.12
Wind-2 | 8309 | 0.12
Wind-2 | 8310 | 0.12
Wind-2 | 8311 | 0.12
Wind-2 | 8312 | 0.12
Wind-2 | 8313 | 0.12
Wind-2 | 8314 | 0.12
Wind-2 | 8315 | 0.12
Wind-2 | 8316 | 0.12
Wind-2 | 8317 | 0.12
Wind-2 | 8318 | 0.12
Wind-2 | 8319 | 0.12
Wind-2 | 8320 | 0.12
Wind-2 | 8321 | 0.12
Wind-2 | 8322 | 0.12
Wind-2 | 8323 | 0.12
Wind-2 | 8324 | 0.12
Wind-2 | 8325 | 0.12
Wind-2 | 8326 | 0.12
Wind-2 | 8327 | 0.12
Wind-2 | 8328 | 0.12
Wind-2 | 8329 | 0.12
Wind-2 | 8330 | 0.12
Wind-2 | 8331 | 0.12
Wind-2 | 8332 | 0.12
Wind-2 | 8333 | 0.12
Wind-2 | 8334 | 0.12
Wind-2 | 8335 | 0.12
Wind-2 | 8336 | 0.12
Wind-2 | 8337 | 0.12
Wind-2 | 8338 | 0.12
Wind-2 | 8339 | 0.12
Wind-2 | 8340 | 0.12
Wind-2 | 8341 | 0.12
Wind-2 | 8342 | 0.12
Wind-2 | 8343 | 0.12
Wind-2 | 8344 | 0.12
Wind-2 | 8345 | 0.12
Wind-2 | 8346 | 0.12
Wind-2 | 8347 | 0.12
Wind-2 | 8348 | 0.12
Wind-2 | 8349 | 0.12
Wind-2 | 8350 | 0.12
Wind-2 | 8351 | 0.12
Wind-2 | 8352 | 0.12
Wind-2 | 8353 | 0.12
Wind-2 | 8354 | 0.12
Wind-2 | 8355 | 0.12
Wind-2 | 8356 | 0.12
Wind-2 | 8357 | 0.12
Wind-2 | 8358 | 0.12
Wind-2 | 8359 | 0.12
Wind-2 | 8360 | 0.12
Wind-2 | 8361 | 0.12
Wind-2 | 8362 | 0.12
Wind-2 | 8363 | 0.12
Wind-2 | 8364 | 0.12
Wind-2 | 8365 | 0.12
Wind-2 | 8366 | 0.12
Wind-2 | 8367 | 0.12
Wind-2 | 8368 | 0.12
Wind-2 | 8369 | 0.12
Wind-2 | 8370 | 0.12
Wind-2 | 8371 | 0.12
Wind-2 | 8372 | 0.12
Wind-2 | 8373 | 0.12
Wind-2 | 8374 | 0.12
Wind-2 | 8375 | 0.12
Wind-2 | 8376 | 0.12
Wind-2 | 8377 | 0.12
Wind-2 | 8378 | 0.12
Wind-2 | 8379 | 0.12
Wind-2 | 8380 | 0.12
Wind-2 | 8381 | 0.12
Wind-2 | 8382 | 0.12
Wind-2 | 8383 | 0.12
Wind-2 | 8384 | 0.12
Wind-2 | 8385 | 0.12
Wind-2 | 8386 | 0.12
Wind-2 | 8387 | 0.12
Wind-2 | 8388 | 0.12
Wind-2 | 8389 | 0.12
Wind-2 | 8390 | 0.12
Wind-2 | 8391 | 0.12
Wind-2 | 8392 | 0.12
Wind-2 | 8393 | 0.12
Wind-2 | 8394 | 0.12
Wind-2 | 8395 | 0.12
Wind-2 | 8396 | 0.12
Wind-2 | 8397 | 0.12
Wind-2 | 8398 | 0.12
Wind-2 | 8399 | 0.12
Wind-2 | 8400 | 0.12
Wind-2 | 8401 | 0.12
Wind-2 | 8402 | 0.12
Wind-2 | 8403 | 0.12
Wind-2 | 8404 | 0.12
Wind-2 | 8405 | 0.12
Wind-2 | 8406 | 0.12
Wind-2 | 8407 | 0.12
Wind-2 | 8408 | 0.12
Wind-2 | 8409 | 0.12
Wind-2 | 8410 | 0.12
Wind-2 | 8411 | 0.12
Wind-2 | 8412 | 0.12
Wind-2 | 8413 | 0.12
Wind-2 | 8414 | 0.12
Wind-2 | 8415 | 0.12
Wind-2 | 8416 | 0.12
Wind-2 | 8417 | 0.12
Wind-2 | 8418 | 0.12
Wind-2 | 8419 | 0.12
Wind-2 | 8420 | 0.12
Wind-2 | 8421 | 0.12
Wind-2 | 8422 | 0.12
Wind-2 | 8423 | 0.12
Wind-2 | 8424 | 0.12
Wind-2 | 8425 | 0.12
Wind-2 | 8426 | 0.12
Wind-2 | 8427 | 0.12
Wind-2 | 8428 | 0.12
Wind-2 | 8429 | 0.12
Wind-2 | 8430 | 0.12
Wind-2 | 8431 | 0.12
Wind-2 | 8432 | 0.12
Wind-2 | 8433 | 0.12
Wind-2 | 8434 | 0.12
Wind-2 | 8435 | 0.12
Wind-2 | 8436 | 0.12
Wind-2 | 8437 | 0.12
Wind-2 | 8438 | 0.12
Wind-2 | 8439 | 0.12
Wind-2 | 8440 | 0.12
Wind-2 | 8441 | 0.12
Wind-2 | 8442 | 0.12
Wind-2 | 8443 | 0.12
Wind-2 | 8444 | 0.12
Wind-2 | 8445 | 0.12
Wind-2 | 8446 | 0.12
Wind-2 | 8447 | 0.12
Wind-2 | 8448 | 0.12
Wind-2 | 8449 | 0.12
Wind-2 | 8450 | 0.12
Wind-2 | 8451 | 0.12
Wind-2 | 8452 | 0.12
Wind-2 | 8453 | 0.12
Wind-2 | 8454 | 0.12
Wind-2 | 8455 | 0.12
Wind-2 | 8456 | 0.12
Wind-2 | 8457 | 0.12
Wind-2 | 8458 | 0.12
Wind-2 | 8459 | 0.12
Wind-2 | 8460 | 0.12
Wind-2 | 8461 | 0.12
Wind-2 | 8462 | 0.12
Wind-2 | 8463 | 0.12
Wind-2 | 8464 | 0.12
Wind-2 | 8465 | 0.12
Wind-2 | 8466 | 0.12
Wind-2 | 8467 | 0.12
Wind-2 | 8468 | 0.12
Wind-2 | 8469 | 0.12
Wind-2 | 8470 | 0.12
Wind-2 | 8471 | 0.12
Wind-2 | 8472 | 0.12
Wind-2 | 8473 | 0.12
Wind-2 | 8474 | 0.12
Wind-2 | 8475 | 0.12
Wind-2 | 8476 | 0.12
Wind-2 | 8477 | 0.12
Wind-2 | 8478 | 0.12
Wind-2 | 8479 | 0.12
Wind-2 | 8480 | 0.12
Wind-2 | 8481 | 0.12
Wind-2 | 8482 | 0.12
Wind-2 | 8483 | 0.12
Wind-2 | 8484 | 0.12
Wind-2 | 8485 | 0.12
Wind-2 | 8486 | 0.12
Wind-2 | 8487 | 0.12
Wind-2 | 8488 | 0.12
Wind-2 | 8489 | 0.12
Wind-2 | 8490 | 0.12
Wind-2 | 8491 | 0.12
Wind-2 | 8492 | 0.12
Wind-2 | 8493 | 0.12
Wind-2 | 8494 | 0.12
Wind-2 | 8495 | 0.12
Wind-2 | 8496 | 0.12
Wind-2 | 8497 | 0.12
Wind-2 | 8498 | 0.12
Wind-2 | 8499 | 0.12
Wind-2 | 8500 | 0.12
Wind-2 | 8501 | 0.12
Wind-2 | 8502 | 0.12
Wind-2 | 8503 | 0.12
Wind-2 | 8504 | 0.12
Wind-2 | 8505 | 0.12
Wind-2 | 8506 | 0.12
Wind-2 | 8507 | 0.12
Wind-2 | 8508 | 0.12
Wind-2 | 8509 | 0.12
Wind-2 | 8510 | 0.12
Wind-2 | 8511 | 0.12
Wind-2 | 8512 | 0.12
Wind-2 | 8513 | 0.12
Wind-2 | 8514 | 0.12
Wind-2 | 8515 | 0.12
Wind-2 | 8516 | 0.12
Wind-2 | 8517 | 0.12
Wind-2 | 8518 | 0.12
Wind-2 | 8519 | 0.12
Wind-2 | 8520 | 0.12
Wind-2 | 8521 | 0.12
Wind-2 | 8522 | 0.12
Wind-2 | 8523 | 0.12
Wind-2 | 8524 | 0.12
Wind-2 | 8525 | 0.12
Wind-2 | 8526 | 0.12
Wind-2 | 8527 | 0.12
Wind-2 | 8528 | 0.12
Wind-2 | 8529 | 0.12
Wind-2 | 8530 | 0.12
Wind-2 | 8531 | 0.12
Wind-2 | 8532 | 0.12
Wind-2 | 8533 | 0.12
Wind-2 | 8534 | 0.12
Wind-2 | 8535 | 0.12
Wind-2 | 8536 | 0.12
Wind-2 | 8537 | 0.12
Wind-2 | 8538 | 0.12
Wind-2 | 8539 | 0.12
Wind-2 | 8540 | 0.12
Wind-2 | 8541 | 0.12
Wind-2 | 8542 | 0.12
Wind-2 | 8543 | 0.12
Wind-2 | 8544 | 0.12
Wind-2 | 8545 | 0.12
Wind-2 | 8546 | 0.12
Wind-2 | 8547 | 0.12
Wind-2 | 8548 | 0.12
Wind-2 | 8549 | 0.12
Wind-2 | 8550 | 0.12
Wind-2 | 8551 | 0.12
Wind-2 | 8552 | 0.12
Wind-2 | 8553 | 0.12
Wind-2 | 8554 | 0.12
Wind-2 | 8555 | 0.12
Wind-2 | 8556 | 0.12
Wind-2 | 8557 | 0.12
Wind-2 | 8558 | 0.12
Wind-2 | 8559 | 0.12
Wind-2 | 8560 | 0.12
Wind-2 | 8561 | 0.12
Wind-2 | 8562 | 0.12
Wind-2 | 8563 | 0.12
Wind-2 | 8564 | 0.12
Wind-2 | 8565 | 0.12
Wind-2 | 8566 | 0.12
Wind-2 | 8567 | 0.12
Wind-2 | 8568 | 0.12
Wind-2 | 8569 | 0.12
Wind-2 | 8570 | 0.12
Wind-2 | 8571 | 0.12
Wind-2 | 8572 | 0.12
Wind-2 | 8573 | 0.12
Wind-2 | 8574 | 0.12
Wind-2 | 8575 | 0.12
Wind-2 | 8576 | 0.12
Wind-2 | 8577 | 0.12
Wind-2 | 8578 | 0.12
Wind-2 | 8579 | 0.12
Wind-2 | 8580 | 0.12
Wind-2 | 8581 | 0.12
Wind-2 | 8582 | 0.12
Wind-2 | 8583 | 0.12
Wind-2 | 8584 | 0.12
Wind-2 | 8585 | 0.12
Wind-2 | 8586 | 0.12
Wind-2 | 8587 | 0.12
Wind-2 | 8588 | 0.12
Wind-2 | 8589 | 0.12
Wind-2 | 8590 | 0.12
Wind-2 | 8591 | 0.12
Wind-2 | 8592 | 0.12
Wind-2 | 8593 | 0.12
Wind-2 | 8594 | 0.12
Wind-2 | 8595 | 0.12
Wind-2 | 8596 | 0.12
Wind-2 | 8597 | 0.12
Wind-2 | 8598 | 0.12
Wind-2 | 8599 | 0.12
Wind-2 | 8600 | 0.12
Wind-2 | 8601 | 0.12
Wind-2 | 8602 | 0.12
Wind-2 | 8603 | 0.12
Wind-2 | 8604 | 0.12
Wind-2 | 8605 | 0.12
Wind-2 | 8606 | 0.12
Wind-2 | 8607 | 0.12
Wind-2 | 8608 | 0.12
Wind-2 | 8609 | 0.12
Wind-2 | 8610 | 0.12
Wind-2 | 8611 | 0.12
Wind-2 | 8612 | 0.12
Wind-2 | 8613 | 0.12
Wind-2 | 8614 | 0.12
Wind-2 | 8615 | 0.12
Wind-2 | 8616 | 0.12
Wind-2 | 8617 | 0.12
Wind-2 | 8618 | 0.12
Wind-2 | 8619 | 0.12
Wind-2 | 8620 | 0.12
Wind-2 | 8621 | 0.12
Wind-2 | 8622 | 0.12
Wind-2 | 8623 | 0.12
Wind-2 | 8624 | 0.12
Wind-2 | 8625 | 0.12
Wind-2 | 8626 | 0.12
Wind-2 | 8627 | 0.12
Wind-2 | 8628 | 0.12
Wind-2 | 8629 | 0.12
Wind-2 | 8630 | 0.12
Wind-2 | 8631 | 0.12
Wind-2 | 8632 | 0.12
Wind-2 | 8633 | 0.12
Wind-2 | 8634 | 0.12
Wind-2 | 8635 | 0.12
Wind-2 | 8636 | 0.12
Wind-2 | 8637 | 0.12
Wind-2 | 8638 | 0.12
Wind-2 | 8639 | 0.12
Wind-2 | 8640 | 0.12
Wind-2 | 8641 | 0.12
Wind-2 | 8642 | 0.12
Wind-2 | 8643 | 0.12
Wind-2 | 8644 | 0.12
Wind-2 | 8645 | 0.12
Wind-2 | 8646 | 0.12
Wind-2 | 8647 | 0.12
Wind-2 | 8648 | 0.12
Wind-2 | 8649 | 0.12
Wind-2 | 8650 | 0.12
Wind-2 | 8651 | 0.12
Wind-2 | 8652 | 0.12
Wind-2 | 8653 | 0.12
Wind-2 | 8654 | 0.12
Wind-2 | 8655 | 0.12
Wind-2 | 8656 | 0.12
Wind-2 | 8657 | 0.12
Wind-2 | 8658 | 0.12
Wind-2 | 8659 | 0.12
Wind-2 | 8660 | 0.12
Wind-2 | 8661 | 0.12
Wind-2 | 8662 | 0.12
Wind-2 | 8663 | 0.12
Wind-2 | 8664 | 0.12
Wind-2 | 8665 | 0.12
Wind-2 | 8666 | 0.12
Wind-2 | 8667 | 0.12
Wind-2 | 8668 | 0.12
Wind-2 | 8669 | 0.12
Wind-2 | 8670 | 0.12
Wind-2 | 8671 | 0.12
Wind-2 | 8672 | 0.12
Wind-2 | 8673 | 0.12
Wind-2 | 8674 | 0.12
Wind-2 | 8675 | 0.12
Wind-2 | 8676 | 0.12
Wind-2 | 8677 | 0.12
Wind-2 | 8678 | 0.12
Wind-2 | 8679 | 0.12
Wind-2 | 8680 | 0.12
Wind-2 | 8681 | 0.12
Wind-2 | 8682 | 0.12
Wind-2 | 8683 | 0.12
Wind-2 | 8684 | 0.12
Wind-2 | 8685 | 0.12
Wind-2 | 8686 | 0.12
Wind-2 | 8687 | 0.12
Wind-2 | 8688 | 0.12
Wind-2 | 8689 | 0.12
Wind-2 | 8690 | 0.12
Wind-2 | 8691 | 0.12
Wind-2 | 8692 | 0.12
Wind-2 | 8693 | 0.12
Wind-2 | 8694 | 0.12
Wind-2 | 8695 | 0.12
Wind-2 | 8696 | 0.12
Wind-2 | 8697 | 0.12
Wind-2 | 8698 | 0.12
Wind-2 | 8699 | 0.12
Wind-2 | 8700 | 0.12
Wind-2 | 8701 | 0.12
Wind-2 | 8702 | 0.12
Wind-2 | 8703 | 0.12
Wind-2 | 8704 | 0.12
Wind-2 | 8705 | 0.12
Wind-2 | 8706 | 0.12
Wind-2 | 8707 | 0.12
Wind-2 | 8708 | 0.12
Wind-2 | 8709 | 0.12
Wind-2 | 8710 | 0.12
Wind-2 | 8711 | 0.12
Wind-2 | 8712 | 0.12
Wind-2 | 8713 | 0.12
Wind-2 | 8714 | 0.12
Wind-2 | 8715 | 0.12
Wind-2 | 8716 | 0.12
Wind-2 | 8717 | 0.12
Wind-2 | 8718 | 0.12
Wind-2 | 8719 | 0.12
Wind-2 | 8720 | 0.12
Wind-2 | 8721 | 0.12
Wind-2 | 8722 | 0.12
Wind-2 | 8723 | 0.12
Wind-2 | 8724 | 0.12
Wind-2 | 8725 | 0.12
Wind-2 | 8726 | 0.12
Wind-2 | 8727 | 0.12
Wind-2 | 8728 | 0.12
Wind-2 | 8729 | 0.12
Wind-2 | 8730 | 0.12
Wind-2 | 8731 | 0.12
Wind-2 | 8732 | 0.12
Wind-2 | 8733 | 0.12
Wind-2 | 8734 | 0.12
Wind-2 | 8735 | 0.12
Wind-2 | 8736 | 0.12
Wind-2 | 8737 | 0.12
Wind-2 | 8738 | 0.12
Wind-2 | 8739 | 0.12
Wind-2 | 8740 | 0.12
Wind-2 | 8741 | 0.12
Wind-2 | 8742 | 0.12
Wind-2 | 8743 | 0.12
Wind-2 | 8744 | 0.12
Wind-2 | 8745 | 0.12
Wind-2 | 8746 | 0.12
Wind-2 | 8747 | 0.12
Wind-2 | 8748 | 0.12
Wind-2 | 8749 | 0.12
Wind-2 | 8750 | 0.12
Wind-2 | 8751 | 0.12
Wind-2 | 8752 | 0.12
Wind-2 | 8753 | 0.12
Wind-2 | 8754 | 0.12
Wind-2 | 8755 | 0.12
Wind-2 | 8756 | 0.12
Wind-2 | 8757 | 0.12
Wind-2 | 8758 | 0.12
Wind-2 | 8759 | 0.12
Wind-2 | 8760 | 0.12

## financials
base_financial_year | discount_rate | interest_rate
2021 | 0.02 | 0.05 | Referenced (but not equal to) Fraunhofer Pg 11 - https://www.ise.fraunhofer.de/content/dam/ise/en/documents/publications/studies/EN2018_Fraunhofer-ISE_LCOE_Renewable_Energy_Technologies.pdf
http://bpie.eu/uploads/lib/document/attachment/142/Discount_rates_in_energy_system-discussion_paper_2015_ISI_BPIE.pdf

## non_fuel_energy_sources
energy_source
solar
wind
water
cable

## fuel_cost
load_zone | fuel | period | fuel_cost (EUR/MMBtu) | Marc (comparison)* | Carbon EUR/tonne | MMBtu/MWh | MMBtu/GJ | Density (kg/m3)* | MMBtu/m3 | MMBtu/tonne* | Engineering toolbox
Menorca | gas_ccs | 2021 | 10.4635 | 13.7743 | 0 | 3.412 | 0.94782 | 850 | 34.2157 | 40.2538 | 34.165
Menorca | biomass | 2021 |  | 9.0266 | Gas hedge annual cost (%) |  |  | 991 | 37.4588 | 37.7989 | 37.0322
Menorca | biogas | 2021 |  | 12.9244 | 1%
Menorca | biodiesel | 2021 |  | * from Marc Pons (Matlab file parameters.m)
Menorca | diesel | 2021 | 33.0924 |  |  | Natural-gas (1) | https://appsso.eurostat.ec.europa.eu/nui/show.do?dataset=nrg_pc_203&lang=en
Menorca | fueloil | 2021 | 10.0703 |  |  | Petroleum based (2) | https://ec.europa.eu/energy/observatory/reports/Oil_Bulletin_Prices_History.xlsx
Menorca | cable | 2021 | 17.034 |  |  |  | https://ec.europa.eu/energy/data-analysis/weekly-oil-bulletin_en?redir=1
Menorca | gas | 2021 | 10.4635 |  |  | Conversion | https://www.engineeringtoolbox.com/fossil-fuels-energy-content-d_1298.html
Menorca | diesel | 2022 | 33.0924
Menorca | fueloil | 2022 | 10.0703 | Average: | 1207.1648 | 1127.8281 | 721.4375 | 415.945 | 640.4699 | Average: | 9.9175
Menorca | cable | 2022 | 17.034 | ES (2) | [5 empty] | ES (1)
Menorca | gas | 2022 | 10.5682 | € (incl. taxes) | Euro-super 95 (I) | Gas oil automobile Automotive gas oil Dieselkraftstoff (I) | Gas oil de chauffage Heating gas oil Heizöl (II) | Fuel oil - Schweres Heizöl (III) Soufre | GPL pour moteur LPG motor fuel | Natural Gas (incl. taxes and levies) |  | CME Group - Dutch TTF Natural Gas Calendar Month Futures Quotes
Menorca | diesel | 2023 | 33.0924 | Date | 1000L | 1000L | 1000L | t | 1000L | Date | €/GJ | MONTH | OPTIONS | CHARTS | LAST | CHANGE | PRIOR SETTLE | OPEN | HIGH | LOW | VOLUME | UPDATED
Menorca | fueloil | 2023 | 10.0703 | 2020-11-05 | 1074.45 | 980.7 | 457.5 | 271.64 | 667.17 | 2019S2 | 10.3175 | 2020-09-01 | 2020-09-01 | Show Price Chart | 6 | 0.015 | 5.985 | 6 | 6 | 6 | 30 | 16:40:02 CT 31 Jul 2020
Menorca | cable | 2023 | 17.034 | 2020-04-05 | 1072.47 | 981.42 | 454.45 | 286.68 | 667.42 | 2019S1 | 10.3438 | 2020-10-01 | 2020-10-01 | Show Price Chart | - | - | 7.645 | - | - | - | 15 | 16:40:02 CT 31 Jul 2020
Menorca | gas | 2023 | 10.6738 | 27/04/20 | 1088.59 | 999.8 | 465.48 | 296.5 | 668.63 | 2018S2 | 10.0353 | 2020-11-01 | 2020-11-01 | Show Price Chart | - | - | 10.605 | - | - | - | 15 | 16:40:01 CT 31 Jul 2020
Menorca | diesel | 2024 | 33.0924 | 20/04/20 | 1108.5 | 1022.21 | 495.34 | 276.32 | 669.72 | 2018S1 | 9.7499 | 2020-12-01 | 2020-12-01 | Show Price Chart | - | - | 11.72 | - | - | - | 15 | 16:40:01 CT 31 Jul 2020
Menorca | fueloil | 2024 | 10.0703 | 2020-06-04 | 1122.36 | 1037.83 | 533.44 | 356.04 | 673.82 | 2017S2 | 8.9579 | 2021-01-01 | 2021-01-01 | Show Price Chart | - | - | 12.02 | - | - | - | 5 | 16:40:01 CT 31 Jul 2020
Menorca | cable | 2024 | 17.034 | 30/03/20 | 1143.67 | 1057.41 | 546.09 | 377.42 | 677.66 | 2017S1 | 9.1706 | 2021-02-01 | 2021-02-01 | Show Price Chart | - | - | 12.04 | - | - | - | 5 | 16:40:01 CT 31 Jul 2020
Menorca | gas | 2024 | 10.7806 | 23/03/20 | 1176.33 | 1084.89 | 563.74 | 406.76 | 692.58 | 2016S2 | 8.74 | 2021-03-01 | 2021-03-01 | Show Price Chart | - | - | 11.82 | - | - | - | 5 | 16:40:01 CT 31 Jul 2020
Menorca | diesel | 2025 | 33.0924 | 16/03/20 | 1233.13 | 1127.8 | 597.22 | 399.61 | 707.87 | 2016S1 | 9.45 | 2021-04-01 | 2021-04-01 | Show Price Chart | - | - | 11.26 | - | - | - | 0 | 16:40:01 CT 31 Jul 2020
Menorca | fueloil | 2025 | 10.0703 | 2020-09-03 | 1277.79 | 1171.08 | 658.24 | 434.1 | 716.54 | 2015S2 | 10.66 | 2021-05-01 | 2021-05-01 | Show Price Chart | - | - | 11.155 | - | - | - | 0 | 16:40:01 CT 31 Jul 2020
Menorca | cable | 2025 | 17.034 | 2020-02-03 | 1293.13 | 1190.06 | 684.04 | 465.37 | 726.54 | 2015S1 | 11.75 | 2021-06-01 | 2021-06-01 | Show Price Chart | - | - | 10.855 | - | - | - | 0 | 16:40:01 CT 31 Jul 2020
Menorca | gas | 2025 | 10.8884 | 24/02/20 | 1299.83 | 1201.55 | 714.87 | 448.38 | 726.76 |  |  | 2021-07-01 | 2021-07-01 | Show Price Chart | - | - | 10.85 | - | - | - | 0 | 16:40:01 CT 31 Jul 2020
Menorca | diesel | 2026 | 33.0924 | 17/02/20 | 1296.79 | 1200.35 | 710.6 | 463.15 | 726.99 |  |  | 2021-08-01 | 2021-08-01 | Show Price Chart | - | - | 10.98 | - | - | - | 0 | 16:40:01 CT 31 Jul 2020
Menorca | fueloil | 2026 | 10.0703 | 2020-10-02 | 1298.9 | 1206.24 | 709.78 | 483.21 | 727.03 |  |  | 2021-09-01 | 2021-09-01 | Show Price Chart | - | - | 11.615 | - | - | - | 0 | 16:40:01 CT 31 Jul 2020
Menorca | cable | 2026 | 17.034 | 2020-03-02 | 1307.63 | 1221.4 | 739.37 | 480.16 | 727.54 |  |  | 2021-10-01 | 2021-10-01 | Show Price Chart | - | - | 12.23 | - | - | - | 0 | 16:40:01 CT 31 Jul 2020
Menorca | gas | 2026 | 10.9973 | 27/01/20 | 1317.96 | 1235.97 | 763.83 | 498.27 | 727.21 |  |  | 2021-11-01 | 2021-11-01 | Show Price Chart | - | - | 13.75 | - | - | - | 0 | 16:40:01 CT 31 Jul 2020
Menorca | diesel | 2027 | 33.0924 | 20/01/20 | 1321.78 | 1246.58 | 779.17 | 486.84 | 726.85 |  |  | 2021-12-01 | 2021-12-01 | Show Price Chart | - | - | 14.55 | - | - | - | 0 | 16:40:01 CT 31 Jul 2020
Menorca | fueloil | 2027 | 10.0703 | 13/01/20 | 1326.03 | 1253.95 | 795.27 | 500.06 | 726.34 |  |  | 2022-01-01 | 2022-01-01 | Show Price Chart | - | - | 14.715 | - | - | - | 0 | 16:40:01 CT 31 Jul 2020
Menorca | cable | 2027 | 17.034 | 2020-06-01 | 1320.63 | 1247.07 | 806.08 | 494.89 | 725.64 |  |  | 2022-02-01 | 2022-02-01 | Show Price Chart | - | - | 14.69 | - | - | - | 0 | 16:40:01 CT 31 Jul 2020
Menorca | gas | 2027 | 11.1072 | 16/12/19 | 1303.01 | 1221.01 | 772.35 | 458.89 | 725 |  |  | 2022-03-01 | 2022-03-01 | Show Price Chart | - | - | 13.895 | - | - | - | 0 | 16:40:01 CT 31 Jul 2020
Menorca | diesel | 2028 | 33.0924 | 2019-09-12 | 1304.52 | 1218.48 | 768.1 | 446.73 | 725.01 |  |  | 2022-04-01 | 2022-04-01 | Show Price Chart | - | - | 13.35 | - | - | - | 0 | 16:40:01 CT 31 Jul 2020
Menorca | fueloil | 2028 | 10.0703 | 2019-02-12 | 1306.23 | 1219.17 | 765.96 | 432.88 | 724.97 |  |  | 2022-05-01 | 2022-05-01 | Show Price Chart | - | - | 12.755 | - | - | - | 0 | 16:40:01 CT 31 Jul 2020
Menorca | cable | 2028 | 17.034 | 25/11/19 | 1298.95 | 1214.53 | 767.21 | 426.22 | 725 |  |  | 2022-06-01 | 2022-06-01 | Show Price Chart | - | - | 12.62 | - | - | - | 0 | 16:40:00 CT 31 Jul 2020
Menorca | gas | 2028 | 11.2183 | 18/11/19 | 1297.79 | 1214.55 | 770.51 | 431.82 | 725.1 |  |  | 2022-07-01 | 2022-07-01 | Show Price Chart | - | - | 12.585 | - | - | - | 0 | 16:40:00 CT 31 Jul 2020
Menorca | diesel | 2029 | 33.0924 | 2019-11-11 | 1299.51 | 1215.81 | 765.95 | 443.36 | 724.24 |  |  | 2022-08-01 | 2022-08-01 | Show Price Chart | - | - | 12.74 | - | - | - | 0 | 16:40:00 CT 31 Jul 2020
Menorca | fueloil | 2029 | 10.0703 | 2019-04-11 | 1296.59 | 1214.45 | 768.24 | 434.43 | 723.46 |  |  | 2022-09-01 | 2022-09-01 | Show Price Chart | - | - | 12.82 | - | - | - | 0 | 16:40:00 CT 31 Jul 2020
Menorca | cable | 2029 | 17.034 | 28/10/19 | 1296.57 | 1211.89 | 769.4 | 432.77 | 723.35 |  |  | 2022-10-01 | 2022-10-01 | Show Price Chart | - | - | 14.335 | - | - | - | 0 | 16:40:01 CT 31 Jul 2020
Menorca | gas | 2029 | 11.3305 | 21/10/19 | 1302.34 | 1211.74 | 766.97 | 424.79 | 723.13 |  |  | 2022-11-01 | 2022-11-01 | Show Price Chart | - | - | 14.795 | - | - | - | 0 | 16:40:01 CT 31 Jul 2020
Menorca | diesel | 2030 | 33.0924 | 14/10/19 | 1308.45 | 1213.19 | 769.24 | 430.26 | 721.53 |  |  | 2022-12-01 | 2022-12-01 | Show Price Chart | - | - | 15.45 | - | - | - | 0 | 16:40:01 CT 31 Jul 2020
Menorca | fueloil | 2030 | 10.0703 | 2019-07-10 | 1313.56 | 1221 | 770.47 | 426.36 | 713.41 |  |  | 2023-01-01 | 2023-01-01 | Show Price Chart | - | - | 15.38 | - | - | - | 0 | 16:39:35 CT 31 Jul 2020
Menorca | cable | 2030 | 17.034 | 30/09/19 | 1320.95 | 1229.67 | 794.66 | 441.79 | 713.41 |  |  | 2023-02-01 | 2023-02-01 | Show Price Chart | - | - | 15.33 | - | - | - | 0 | 16:39:32 CT 31 Jul 2020
Menorca | gas | 2030 | 11.4438 | 23/09/19 | 1318.47 | 1226.2 | 800.62 | 449.55 | 713.58 |  |  | 2023-03-01 | 2023-03-01 | Show Price Chart | - | - | 15.24 | - | - | - | 0 | 16:39:32 CT 31 Jul 2020
|  |  |  | 16/09/19 | 1304.28 | 1209.16 | 787.79 | 427.26 | 713.72 |  |  | 2023-04-01 | 2023-04-01 | Show Price Chart | - | - | 14.405 | - | - | - | 0 | 16:39:32 CT 31 Jul 2020
|  |  |  | 2019-09-09 | 1302.09 | 1200.17 | 773.7 | 417.22 | 714.41 |  |  | 2023-05-01 | 2023-05-01 | Show Price Chart | - | - | 13.82 | - | - | - | 0 | 16:39:39 CT 31 Jul 2020
|  |  |  | 2019-02-09 | 1307 | 1197.61 | 764.92 | 429.95 | 714.44 |  |  | 2023-06-01 | 2023-06-01 | Show Price Chart | - | - | 13.245 | - | - | - | 0 | 16:39:39 CT 31 Jul 2020
|  |  |  | 26/08/19 | 1308.95 | 1198.25 | 766.47 | 432.11 | 714.56 |  |  | 2023-07-01 | 2023-07-01 | Show Price Chart | - | - | 12.965 | - | - | - | 0 | 16:39:39 CT 31 Jul 2020
|  |  |  | 19/08/19 | 1312.94 | 1200.28 | 765.45 | 432.53 | 714.73 |  |  | 2023-08-01 | 2023-08-01 | Show Price Chart | - | - | 13.515 | - | - | - | 0 | 16:39:39 CT 31 Jul 2020
|  |  |  | 2019-12-08 | 1321.68 | 1208.16 | 760.32 | 438.74 | 714.83 |  |  | 2023-09-01 | 2023-09-01 | Show Price Chart | - | - | 14.3 | - | - | - | 0 | 16:39:39 CT 31 Jul 2020
|  |  |  | 2019-05-08 | 1331.48 | 1216.72 | 783.98 | 450.65 | 715.33 |  |  | 2023-10-01 | 2023-10-01 | Show Price Chart | - | - | 14.86 | - | - | - | 0 | 16:39:39 CT 31 Jul 2020
|  |  |  | 29/07/19 | 1327.56 | 1212.06 | 770.62 | 447.56 | 715.48 |  |  | 2023-11-01 | 2023-11-01 | Show Price Chart | - | - | 15.78 | - | - | - | 0 | 16:39:43 CT 31 Jul 2020
|  |  |  | 22/07/19 | 1329.97 | 1213.55 | 776.28 | 440.89 | 715.92 |  |  | 2023-12-01 | 2023-12-01 | Show Price Chart | - | - | 16.115 | - | - | - | 0 | 16:39:43 CT 31 Jul 2020
|  |  |  | 15/07/19 | 1321.49 | 1210.54 | 767.85 | 445.03 | 716.42 |  |  | 2024-01-01 | 2024-01-01 | Show Price Chart | - | - | 16.27 | - | - | - | 0 | 16:39:29 CT 31 Jul 2020
|  |  |  | 2019-08-07 | 1311.77 | 1205.21 | 772.04 | 444.06 | 722.91 |  |  | 2024-02-01 | 2024-02-01 | Show Price Chart | - | - | 15.895 | - | - | - | 0 | 16:39:25 CT 31 Jul 2020
|  |  |  | 2019-01-07 | 1308.35 | 1201.47 | 770.45 | 443.39 | 726.39 |  |  | 2024-03-01 | 2024-03-01 | Show Price Chart | - | - | 15.45 | - | - | - | 0 | 16:39:29 CT 31 Jul 2020
|  |  |  | 24/06/19 | 1301.65 | 1194.23 | 757.48 | 442.73 | 726.29 |  |  | 2024-04-01 | 2024-04-01 | Show Price Chart | - | - | 14.335 | - | - | - | 0 | 16:39:25 CT 31 Jul 2020
|  |  |  | 17/06/19 | 1306.62 | 1199.2 | 742.86 | 445.56 | 726.23 |  |  | 2024-05-01 | 2024-05-01 | Show Price Chart | - | - | 13.91 | - | - | - | 0 | 16:39:25 CT 31 Jul 2020
|  |  |  | 2019-10-06 | 1325.17 | 1219.12 | 746.55 | 447.54 | 726.39 |  |  | 2024-06-01 | 2024-06-01 | Show Price Chart | - | - | 13.625 | - | - | - | 0 | 16:39:25 CT 31 Jul 2020
|  |  |  | 2019-03-06 | 1349.11 | 1247.11 | 791.29 | 449.84 | 726.14 |  |  | 2024-07-01 | 2024-07-01 | Show Price Chart | - | - | 13.465 | - | - | - | 0 | 16:39:25 CT 31 Jul 2020
|  |  |  | 27/05/19 | 1357.44 | 1260.94 | 814.4 | 455.91 | 725.78 |  |  | 2024-08-01 | 2024-08-01 | Show Price Chart | - | - | 13.715 | - | - | - | 0 | 16:39:25 CT 31 Jul 2020
|  |  |  | 20/05/19 | 1354.64 | 1259.11 | 812.45 | 456.08 | 725.04 |  |  | 2024-09-01 | 2024-09-01 | Show Price Chart | - | - | 14.49 | - | - | - | 0 | 16:39:25 CT 31 Jul 2020
|  |  |  | 13/05/19 | 1355.26 | 1257.94 | 810.85 | 454.69 | 721.77 |  |  | 2024-10-01 | 2024-10-01 | Show Price Chart | - | - | 15.52 | - | - | - | 0 | 16:39:25 CT 31 Jul 2020
|  |  |  | 2019-06-05 | 1358.42 | 1258.08 | 809.02 | 448.72 | 715.17 |  |  | 2024-11-01 | 2024-11-01 | Show Price Chart | - | - | 16.06 | - | - | - | 0 | 16:39:25 CT 31 Jul 2020
|  |  |  | 29/04/19 | 1353.94 | 1257.37 | 808.29 | 447.88 | 714.64 |  |  | 2024-12-01 | 2024-12-01 | Show Price Chart | - | - | 16.39 | - | - | - | 0 | 16:39:25 CT 31 Jul 2020
|  |  |  | 15/04/19 | 1329.72 | 1242.22 | 794.56 | 441.15 | 712.49 |  |  | 2025-01-01 | 2025-01-01 | Show Price Chart | - | - | 16.67 | - | - | - | 0 | 16:40:14 CT 31 Jul 2020
|  |  |  | 2019-08-04 | 1307.56 | 1232.49 | 782.22 | 439.79 | 696.4 |  |  | 2025-02-01 | 2025-02-01 | Show Price Chart | - | - | 16.15 | - | - | - | 0 | 16:40:14 CT 31 Jul 2020
|  |  |  | 2019-01-04 | 1291.09 | 1228.41 | 775.04 | 436.84 | 695.85 |  |  | 2025-03-01 | 2025-03-01 | Show Price Chart | - | - | 15.59 | - | - | - | 0 | 16:40:14 CT 31 Jul 2020
|  |  |  | 25/03/19 | 1277.78 | 1228.48 | 769.73 | 437.97 | 695.45 |  |  | 2025-04-01 | 2025-04-01 | Show Price Chart | - | - | 14.09 | - | - | - | 0 | 16:40:14 CT 31 Jul 2020
|  |  |  | 18/03/19 | 1267.9 | 1230.1 | 778.14 | 441.91 | 692.99 |  |  | 2025-05-01 | 2025-05-01 | Show Price Chart | - | - | 13.645 | - | - | - | 0 | 16:40:14 CT 31 Jul 2020
|  |  |  | 2019-11-03 | 1261.15 | 1228.87 | 778.28 | 429.45 | 685.55 |  |  | 2025-06-01 | 2025-06-01 | Show Price Chart | - | - | 13.58 | - | - | - | 0 | 16:40:14 CT 31 Jul 2020
|  |  |  | 2019-04-03 | 1257.55 | 1225.46 | 775.59 | 424.2 | 676.58 |  |  | 2025-07-01 | 2025-07-01 | Show Price Chart | - | - | 13.685 | - | - | - | 0 | 16:40:14 CT 31 Jul 2020
|  |  |  | 25/02/19 | 1252.7 | 1219.89 | 777.86 | 400.36 | 676.41 |  |  | 2025-08-01 | 2025-08-01 | Show Price Chart | - | - | 14.19 | - | - | - | 0 | 16:40:14 CT 31 Jul 2020
|  |  |  | 18/02/19 | 1236.28 | 1200.36 | 758.96 | 413.04 | 675.81 |  |  | 2025-09-01 | 2025-09-01 | Show Price Chart | - | - | 14.785 | - | - | - | 0 | 16:40:15 CT 31 Jul 2020
|  |  |  | 2019-11-02 | 1230.5 | 1190.86 | 742.93 | 399 | 669.26 |  |  | 2025-10-01 | 2025-10-01 | Show Price Chart | - | - | 15.9 | - | - | - | 0 | 16:40:15 CT 31 Jul 2020
|  |  |  | 2019-04-02 | 1226.46 | 1184.95 | 734.63 | 395.61 | 655.44 |  |  | 2025-11-01 | 2025-11-01 | Show Price Chart | - | - | 16.61 | - | - | - | 0 | 16:40:15 CT 31 Jul 2020
|  |  |  | 28/01/19 | 1222.14 | 1177.68 | 729.64 | 390.73 | 655.75 |  |  | 2025-12-01 | 2025-12-01 | Show Price Chart | - | - | 16.77 | - | - | - | 0 | 16:40:15 CT 31 Jul 2020
|  |  |  | 21/01/19 | 1212.66 | 1166.3 | 728.52 | 386.08 | 656.28
|  |  |  | 14/01/19 | 1197.11 | 1148.32 | 715.96 | 418.98 | 660.96
|  |  |  | 2019-07-01 | 1179.5 | 1129.84 | 690.16 | 415.36 | 669.8
|  |  |  | 17/12/18 | 1211.71 | 1163.62 | 736.26 | 430.05 | 673.54
|  |  |  | 2018-10-12 | 1224.17 | 1176.62 | 746.5 | 450.87 | 695.12
|  |  |  | 2018-03-12 | 1241.87 | 1195.64 | 760.19 | 447.2 | 708.87
|  |  |  | 26/11/18 | 1272.45 | 1225.69 | 789.77 | 452.04 | 709.25
|  |  |  | 19/11/18 | 1295.8 | 1247.38 | 815.25 | 475.45 | 709.66
|  |  |  | 2018-12-11 | 1315.68 | 1263.1 | 827.01 | 473.09 | 712.03
|  |  |  | 2018-05-11 | 1334.81 | 1274.83 | 842.89 | 471.49 | 722.57
|  |  |  | 29/10/18 | 1339.87 | 1276.55 | 847.33 | 479.21 | 722.65
|  |  |  | 22/10/18 | 1344.14 | 1275.65 | 843.54 | 482.24 | 722.16
|  |  |  | 15/10/18 | 1356.95 | 1284.92 | 857.29 | 491.27 | 720.58
|  |  |  | 2018-08-10 | 1351.04 | 1271.48 | 863.2 | 478.74 | 703.84
|  |  |  | 2018-01-10 | 1334.91 | 1250.24 | 821.88 | 444.53 | 702.56
|  |  |  | 24/09/18 | 1332.49 | 1244.79 | 805.95 | 454.69 | 701.84
|  |  |  | 17/09/18 | 1337.51 | 1247.53 | 790.68 | 466.05 | 702.57
|  |  |  | 2018-10-09 | 1340.62 | 1246.42 | 803.1 | 458.92 | 699.07
|  |  |  | 2018-03-09 | 1336.35 | 1238.76 | 789.62 | 437.85 | 689.54
|  |  |  | 27/08/18 | 1329.38 | 1230.38 | 782.44 | 441.39 | 689.36
|  |  |  | 20/08/18 | 1327.86 | 1228.54 | 785.3 | 456.02 | 689.4
|  |  |  | 13/08/18 | 1326.91 | 1226.61 | 781.87 | 451.82 | 688.93
|  |  |  | 2018-06-08 | 1325.13 | 1226.21 | 781.51 | 440.94 | 685.26
|  |  |  | 30/07/18 | 1318.84 | 1221.78 | 781.65 | 464.05 | 684.92
|  |  |  | 23/07/18 | 1318.17 | 1221.44 | 780.1 | 462.3 | 684.91
|  |  |  | 16/07/18 | 1325.97 | 1229.25 | 775.62 | 468.74 | 684.71
|  |  |  | 2018-09-07 | 1325.75 | 1229.1 | 789.34 | 465.85 | 686.57
|  |  |  | 2018-02-07 | 1318.45 | 1221.72 | 776.73 | 435.83 | 688.76
|  |  |  | 25/06/18 | 1319.6 | 1223.11 | 778.38 | 450.67 | 688.29
|  |  |  | 18/06/18 | 1328.43 | 1232.37 | 778.07 | 449.2 | 687.69
|  |  |  | 2018-11-06 | 1333.43 | 1237.96 | 774.37 | 455.29 | 680.56
|  |  |  | 2018-04-06 | 1337.18 | 1242.56 | 785.22 | 418.29 | 665.54
|  |  |  | 28/05/18 | 1335.32 | 1240.83 | 776.65 | 444.38 | 665.48
|  |  |  | 21/05/18 | 1322.5 | 1227.82 | 769.1 | 433.4 | 665.08
|  |  |  | 14/05/18 | 1302.36 | 1207.13 | 741.36 | 408.05 | 663.62
|  |  |  | 2018-07-05 | 1286.28 | 1190.79 | 739.76 | 388.98 | 658.41
|  |  |  | 30/04/18 | 1279.05 | 1183.38 | 718.9 | 391.54 | 658.25
|  |  |  | 23/04/18 | 1269.06 | 1173.26 | 722.69 | 390.77 | 657.91
|  |  |  | 16/04/18 | 1260.74 | 1164.14 | 714.8 | 387.17 | 657.21
|  |  |  | 2018-09-04 | 1253.49 | 1155.2 | 705.28 | 377.41 | 656.41
|  |  |  | 26/03/18 | 1236.52 | 1140.38 | 674.13 | 378.97 | 655.79
|  |  |  | 19/03/18 | 1220.52 | 1129.76 | 678.77 | 371.66 | 655.83
|  |  |  | 2018-12-03 | 1221.61 | 1131.07 | 681.86 | 375.83 | 657.2
|  |  |  | 2018-05-03 | 1226.93 | 1136.84 | 689.38 | 368.63 | 661.6
|  |  |  | 26/02/18 | 1224.49 | 1129.88 | 684.77 | 376.35 | 661.57
|  |  |  | 19/02/18 | 1228.09 | 1132.5 | 685.19 | 368.66 | 661.39
|  |  |  | 2018-12-02 | 1248.24 | 1153.63 | 705.35 | 380.46 | 660.72
|  |  |  | 2018-05-02 | 1256.71 | 1162.79 | 717.58 | 387.71 | 658.49
|  |  |  | 29/01/18 | 1256.05 | 1163.53 | 724.75 | 407.92 | 658.48
|  |  |  | 22/01/18 | 1254.87 | 1165.75 | 727.87 | 407.43 | 658.26
|  |  |  | 15/01/18 | 1254.12 | 1163.62 | 730.81 | 397.3 | 657.58
|  |  |  | 2018-08-01 | 1248.99 | 1155.64 | 713.36 | 391.12 | 652.37
|  |  |  | 2018-01-01 | 1242.52 | 1146.15 | 692.41 | 350.62 | 649.32
|  |  |  | 18/12/17 | 1235.48 | 1137.64 | 688.7 | 375.78 | 648.93
|  |  |  | 2017-11-12 | 1234.72 | 1133.58 | 687.05 | 370.88 | 647.81
|  |  |  | 2017-04-12 | 1237.84 | 1135.13 | 684.52 | 359.03 | 647.07
|  |  |  | 27/11/17 | 1238.04 | 1135.36 | 680.32 | 382.36 | 646.71
|  |  |  | 20/11/17 | 1241.45 | 1136.89 | 678.74 | 374.98 | 646.27
|  |  |  | 13/11/17 | 1239.1 | 1134.64 | 681.95 | 382.73 | 644.52
|  |  |  | 2017-06-11 | 1220.68 | 1120.9 | 656.38 | 351.96 | 638.7
|  |  |  | 30/10/17 | 1206.7 | 1110.01 | 648.3 | 359.3 | 638.34
|  |  |  | 23/10/17 | 1203.42 | 1109.69 | 644.27 | 359.92 | 637.93
|  |  |  | 16/10/17 | 1203.49 | 1104.24 | 643.05 | 355.6 | 637.42
|  |  |  | 2017-09-10 | 1206.06 | 1108.93 | 645.05 | 357.5 | 630.86
|  |  |  | 2017-02-10 | 1211.45 | 1107.02 | 623.73 | 343.38 | 626.7
|  |  |  | 25/09/17 | 1211.03 | 1094.92 | 635.36 | 351 | 626.32
|  |  |  | 18/09/17 | 1214.38 | 1089.51 | 628.52 | 345.29 | 625.98
|  |  |  | 2017-11-09 | 1217.72 | 1084.45 | 632 | 335.79 | 623.68
|  |  |  | 2017-04-09 | 1200.16 | 1072.36 | 616.69 | 321.59 | 619.11
|  |  |  | 28/08/17 | 1189.77 | 1067.13 | 609.52 | 341.2 | 618.81
|  |  |  | 21/08/17 | 1190.73 | 1070.55 | 615.24 | 346.76 | 618.57
|  |  |  | 14/08/17 | 1191.54 | 1073.15 | 619.4 | 346.36 | 618.16
|  |  |  | 2017-07-08 | 1187.83 | 1072.29 | 617.13 | 342.1 | 608.37
|  |  |  | 31/07/17 | 1180.86 | 1061 | 594.21 | 329.81 | 602.65
|  |  |  | 24/07/17 | 1176.92 | 1054.4 | 595.08 | 342.96 | 603.01
|  |  |  | 17/07/17 | 1172.49 | 1048.21 | 595.5 | 342.02 | 606.13
|  |  |  | 2017-10-07 | 1174.55 | 1048.74 | 596.36 | 353.08 | 621.29
|  |  |  | 2017-03-07 | 1168.16 | 1039.07 | 593.21 | 330.61 | 621.87
|  |  |  | 26/06/17 | 1172.15 | 1041.45 | 575.07 | 358.97 | 621.86
|  |  |  | 19/06/17 | 1182.45 | 1050.07 | 598.87 | 350.35 | 621.85
|  |  |  | 2017-12-06 | 1194.44 | 1060.65 | 620.83 | 355.49 | 622.06
|  |  |  | 2017-05-06 | 1207.92 | 1079.35 | 628.64 | 349.45 | 622.23
|  |  |  | 29/05/17 | 1215.88 | 1087.67 | 636.88 | 361.28 | 622.24
|  |  |  | 22/05/17 | 1210.96 | 1082.44 | 638.09 | 355.87 | 622.43
|  |  |  | 15/05/17 | 1206.27 | 1079.74 | 633.05 | 356.87 | 622.91
|  |  |  | 2017-08-05 | 1220.42 | 1093.27 | 683.2 | 378.32 | 628.29
|  |  |  | 2017-01-05 | 1239.46 | 1109.45 | 670.71 | 352.18 | 631.77
|  |  |  | 24/04/17 | 1257.61 | 1125.52 | 672.62 | 375.34 | 632.04
|  |  |  | 2017-10-04 | 1236.25 | 1108.57 | 666.6 | 367.41 | 635.85
|  |  |  | 2017-03-04 | 1215.73 | 1094.37 | 650.32 | 354.47 | 640.82
|  |  |  | 27/03/17 | 1212.71 | 1096.44 | 658.12 | 372.56 | 640.66
|  |  |  | 20/03/17 | 1217.62 | 1105.8 | 671.53 | 373.91 | 640.29
|  |  |  | 13/03/17 | 1236.91 | 1125.05 | 677.66 | 377.98 | 639.33
|  |  |  | 2017-06-03 | 1249.54 | 1132 | 688.57 | 373.55 | 634.2
|  |  |  | 27/02/17 | 1253.18 | 1133.76 | 692.55 | 383.42 | 635.85
|  |  |  | 20/02/17 | 1254.67 | 1131.11 | 689.88 | 383.35 | 637.46
|  |  |  | 13/02/17 | 1247.76 | 1127.52 | 697.36 | 403.57 | 633.85
|  |  |  | 2017-06-02 | 1245.71 | 1124.56 | 722.28 | 388.07 | 645.02
|  |  |  | 30/01/17 | 1243.84 | 1122.78 | 734.07 | 404.39 | 644.6
|  |  |  | 23/01/17 | 1242.11 | 1123.73 | 757.25 | 417.29 | 640.67
|  |  |  | 16/01/17 | 1241.88 | 1129.07 | 733.19 | 411.41 | 623.37
|  |  |  | 2017-09-01 | 1246.86 | 1136.88 | 686.58 | 392.38 | 606.83
|  |  |  | 2017-02-01 | 1237.09 | 1127.56 | 671.08 | 353.91 | 605.67
|  |  |  | 19/12/16 | 1215.97 | 1105.7 | 650.27 | 349.07 | 605.35
|  |  |  | 2016-12-12 | 1202.96 | 1089.81 | 643.71 | 347.35 | 604.94
|  |  |  | 2016-05-12 | 1184.18 | 1069.99 | 621.29 | 334.69 | 605.02
|  |  |  | 28/11/16 | 1174.3 | 1059.45 | 606.38 | 345.21 | 604.91
|  |  |  | 21/11/16 | 1158.55 | 1041.24 | 591.19 | 317.96 | 604.96
|  |  |  | 14/11/16 | 1161.97 | 1041.64 | 593.49 | 341.36 | 605.25
|  |  |  | 2016-07-11 | 1179.54 | 1061.48 | 603.51 | 327.97 | 605.29
|  |  |  | 31/10/16 | 1189.78 | 1075.12 | 614.59 | 328.06 | 605.11
|  |  |  | 24/10/16 | 1189.22 | 1073.49 | 611.89 | 329.44 | 604.96
|  |  |  | 17/10/16 | 1186.13 | 1067.38 | 611.43 | 331.75 | 604.85
|  |  |  | 2016-10-10 | 1178.72 | 1053.09 | 603.25 | 314.6 | 597.87
|  |  |  | 2016-03-10 | 1159.81 | 1032.97 | 582.64 | 304.39 | 590.66
|  |  |  | 26/09/16 | 1156.35 | 1028.16 | 581.32 | 312.45 | 591.42
|  |  |  | 19/09/16 | 1157.88 | 1028.65 | 574.76 | 305.58 | 592.97
|  |  |  | 2016-12-09 | 1154.8 | 1027.66 | 571.62 | 313.18 | 642.06
|  |  |  | 2016-05-09 | 1158.52 | 1034.75 | 647.81 | 305.3 | 648.39
|  |  |  | 29/08/16 | 1156.62 | 1037.45 | 673.92 | 301.48 | 647.58
|  |  |  | 22/08/16 | 1145.05 | 1023.67 | 616.46 | 292.04 | 647.32
|  |  |  | 15/08/16 | 1131.72 | 1003.54 | 622.51 | 290.25 | 646.49
|  |  |  | 2016-08-08 | 1121.81 | 996.32 | 580.81 | 287.66 | 620.44
|  |  |  | 2016-01-08 | 1134.45 | 1014.79 | 560 | 298.59 | 620.02
|  |  |  | 25/07/16 | 1144.34 | 1026.62 | 575.24 | 308.95 | 619.92
|  |  |  | 18/07/16 | 1149.95 | 1030.5 | 577.95 | 301.74 | 619.98
|  |  |  | 2016-11-07 | 1167.77 | 1041.63 | 589.24 | 302.91 | 617.55
|  |  |  | 2016-04-07 | 1182.78 | 1050.43 | 586.28 | 283.05 | 612.02
|  |  |  | 27/06/16 | 1184.19 | 1047.8 | 591.54 | 298.07 | 611.56
|  |  |  | 20/06/16 | 1179.07 | 1052.34 | 590.29 | 277.32 | 611.18
|  |  |  | 13/06/16 | 1185.75 | 1056.75 | 594.62 | 288.11 | 610.13
|  |  |  | 2016-06-06 | 1192.26 | 1055.46 | 594.09 | 254.92 | 590.67
|  |  |  | 30/05/16 | 1190 | 1048.21 | 578.96 | 264.49 | 590.49
|  |  |  | 23/05/16 | 1177.92 | 1032.1 | 564.72 | 256.22 | 589.67
|  |  |  | 16/05/16 | 1156.73 | 1007.99 | 546.52 | 254.24 | 589.72
|  |  |  | 2016-09-05 | 1159.84 | 1005.68 | 545.32 | 255.95 | 586.18
|  |  |  | 2016-02-05 | 1164.18 | 1004.22 | 541.88 | 234.77 | 582.2
|  |  |  | 25/04/16 | 1152.35 | 986.23 | 526.19 | 237.08 | 581.93
|  |  |  | 18/04/16 | 1148.26 | 970.94 | 518.15 | 239.84 | 581.72
|  |  |  | 2016-11-04 | 1127.45 | 953.72 | 506.73 | 224.56 | 579.52
|  |  |  | 2016-04-04 | 1135.89 | 976.15 | 515.3 | 220.3 | 569.96
|  |  |  | 21/03/16 | 1116.39 | 977.67 | 521.28 | 230.16 | 569.65
|  |  |  | 14/03/16 | 1104.93 | 971.18 | 512.15 | 220.02 | 569.42
|  |  |  | 2016-07-03 | 1078.35 | 946.36 | 494.61 | 235.18 | 565.01
|  |  |  | 29/02/16 | 1065.48 | 929.62 | 476.45 | 203.28 | 559.97
|  |  |  | 22/02/16 | 1069.58 | 928.61 | 486.83 | 211.28 | 560.16
|  |  |  | 15/02/16 | 1069.71 | 919.83 | 475.59 | 208.05 | 560.4
|  |  |  | 2016-08-02 | 1098.13 | 930.03 | 484.54 | 219.69 | 557.46
|  |  |  | 2016-01-02 | 1104.45 | 918.14 | 479.22 | 213.39 | 554.62
|  |  |  | 25/01/16 | 1095.08 | 909.48 | 468.9 | 225.09 | 559.3
|  |  |  | 18/01/16 | 1109.92 | 933.65 | 488.01 | 218.31 | 568.59
|  |  |  | 2016-11-01 | 1131.65 | 957.79 | 511.13 | 252.89 | 565.31
|  |  |  | 2016-04-01 | 1132.42 | 962.51 | 512.85 | 267.31 | 563.06
|  |  |  | 14/12/15 | 1140.68 | 1005.97 | 558.1 | 273.89 | 587.59
|  |  |  | 2015-07-12 | 1162.28 | 1039.2 | 600.19 | 286.36 | 591.92
|  |  |  | 30/11/15 | 1165.54 | 1053.55 | 602.53 | 283.75 | 594.88
|  |  |  | 23/11/15 | 1156.67 | 1051.33 | 602.49 | 289.02 | 595.36
|  |  |  | 16/11/15 | 1170.11 | 1065.71 | 614.52 | 292.91 | 595.88
|  |  |  | 2015-09-11 | 1171.84 | 1067.48 | 613.78 | 297.07 | 592.84
|  |  |  | 2015-02-11 | 1154.9 | 1052.99 | 606.93 | 293.54 | 588.73
|  |  |  | 26/10/15 | 1151.28 | 1050.95 | 601.99 | 296.18 | 591.45
|  |  |  | 19/10/15 | 1165.82 | 1062.95 | 610.92 | 290.97 | 604.81
|  |  |  | 2015-12-10 | 1177.99 | 1077.48 | 630.11 | 304.04 | 603.23
|  |  |  | 2015-05-10 | 1170.41 | 1070.34 | 618.84 | 292.46 | 592.76
|  |  |  | 28/09/15 | 1174.76 | 1071.04 | 618.32 | 292.92 | 593.02
|  |  |  | 21/09/15 | 1178.87 | 1072.39 | 616.97 | 298.04 | 593.76
|  |  |  | 14/09/15 | 1194.8 | 1085.44 | 633.02 | 307.23 | 594.55
|  |  |  | 2015-07-09 | 1193.51 | 1081.02 | 618.94 | 308.86 | 596.1
|  |  |  | 31/08/15 | 1183.74 | 1053.98 | 604.43 | 297.13 | 613.96
|  |  |  | 24/08/15 | 1232.59 | 1086.98 | 641.21 | 332.22 | 634.24
|  |  |  | 17/08/15 | 1252.53 | 1096.32 | 661.37 | 337.35 | 634.85
|  |  |  | 2015-10-08 | 1271.53 | 1105.81 | 663.15 | 344.02 | 639.68
|  |  |  | 2015-03-08 | 1284.35 | 1119.8 | 677.63 | 362.49 | 645.02
|  |  |  | 27/07/15 | 1307.31 | 1137.87 | 696.23 | 372.9 | 645.77
|  |  |  | 20/07/15 | 1320.94 | 1145.32 | 698.2 | 372.57 | 658.92
|  |  |  | 13/07/15 | 1331.79 | 1157.61 | 709.05 | 393.67 | 667.72
|  |  |  | 2015-06-07 | 1326.65 | 1177.78 | 717.41 | 389.92 | 681.51
|  |  |  | 29/06/15 | 1325.02 | 1177.22 | 721.19 | 389.88 | 681.61
|  |  |  | 22/06/15 | 1337.7 | 1182.39 | 721.19 | 385.21 | 681.51
|  |  |  | 15/06/15 | 1330.14 | 1185.98 | 724.18 | 393.72 | 681.06
|  |  |  | 2015-08-06 | 1323.4 | 1194.56 | 747.32 | 402.56 | 674.63
|  |  |  | 2015-01-06 | 1318.62 | 1200.73 | 745.18 | 394.49 | 669.89
|  |  |  | 25/05/15 | 1315.23 | 1203.61 | 742.07 | 401.41 | 669.55
|  |  |  | 18/05/15 | 1310.56 | 1202.56 | 743.41 | 405.38 | 669.12
|  |  |  | 2015-11-05 | 1314.91 | 1204.52 | 744.52 | 402.05 | 662.08
|  |  |  | 2015-04-05 | 1317.01 | 1200.76 | 741.28 | 421.41 | 646.17
|  |  |  | 27/04/15 | 1307.52 | 1196.77 | 730.77 | 395.18 | 646.13
|  |  |  | 20/04/15 | 1287.92 | 1179.89 | 713.24 | 385.73 | 646.17
|  |  |  | 13/04/15 | 1261.4 | 1152.89 | 696.99 | 369.69 | 648.85
|  |  |  | 30/03/15 | 1267.15 | 1156.04 | 703.6 | 373.93 | 654.62
|  |  |  | 23/03/15 | 1261.68 | 1159.82 | 706.37 | 377.06 | 654.13
|  |  |  | 16/03/15 | 1269.42 | 1178.85 | 717.99 | 378.89 | 652.27
|  |  |  | 2015-09-03 | 1258.98 | 1178.2 | 722.07 | 352.86 | 640.69
|  |  |  | 2015-02-03 | 1237.32 | 1171.36 | 714.81 | 368.49 | 615.99
|  |  |  | 23/02/15 | 1225.11 | 1162.26 | 708.71 | 364.54 | 616.68
|  |  |  | 16/02/15 | 1209.47 | 1140.62 | 691.95 | 351.61 | 616.18
|  |  |  | 2015-09-02 | 1178.67 | 1108.19 | 673.18 | 338.28 | 605.74
|  |  |  | 2015-02-02 | 1136.21 | 1071.98 | 627.9 | 362.34 | 594.64
|  |  |  | 26/01/15 | 1121.42 | 1059.48 | 619.02 | 335.6 | 595.66
|  |  |  | 19/01/15 | 1117.31 | 1056.88 | 627.42 | 346.58 | 597.38
|  |  |  | 2015-12-01 | 1132.05 | 1079.52 | 641.23 | 357.76 | 605.13
|  |  |  | 2015-05-01 | 1150.96 | 1102.08 | 664.27 | 381.66 | 668.41
|  |  |  | 15/12/14 | 1217.59 | 1162.4 | 726.64 | 412.95 | 671.64
|  |  |  | 2014-08-12 | 1253.72 | 1195.21 | 766.09 | 431.09 | 680.79
|  |  |  | 2014-01-12 | 1293.78 | 1228.73 | 776.67 | 452.22 | 713
|  |  |  | 24/11/14 | 1308.15 | 1241.19 | 785.76 | 447.78 | 713.44
|  |  |  | 17/11/14 | 1328.47 | 1262.67 | 808.95 | 457.08 | 714.78
|  |  |  | 2014-10-11 | 1331.31 | 1265.8 | 812.23 | 477.66 | 730.1
|  |  |  | 2014-03-11 | 1331.8 | 1264.24 | 810.8 | 480.78 | 747.9
|  |  |  | 27/10/14 | 1328.58 | 1259.62 | 811.66 | 487.29 | 748.19
|  |  |  | 20/10/14 | 1352.36 | 1274.06 | 811.53 | 497.75 | 748.38
|  |  |  | 13/10/14 | 1392.42 | 1298.32 | 841.92 | 519.07 | 748.89
|  |  |  | 2014-06-10 | 1405.07 | 1313.12 | 856.7 | 533.47 | 752.03
|  |  |  | 29/09/14 | 1401.94 | 1312.81 | 859.92 | 533.08 | 752.3
|  |  |  | 22/09/14 | 1405.89 | 1318.67 | 868.73 | 533.75 | 752.66
|  |  |  | 15/09/14 | 1415.68 | 1326.62 | 869.41 | 536.89 | 752.93
|  |  |  | 2014-08-09 | 1416.56 | 1327.61 | 870.98 | 543.09 | 760.23
|  |  |  | 2014-01-09 | 1413.01 | 1324.61 | 870.05 | 528.5 | 765.73
|  |  |  | 25/08/14 | 1406.89 | 1319.09 | 870.75 | 530.67 | 765.45
|  |  |  | 18/08/14 | 1414.36 | 1326.24 | 876.06 | 534.14 | 765.19
|  |  |  | 2014-11-08 | 1410.27 | 1324.55 | 874.32 | 538.66 | 763.79
|  |  |  | 2014-04-08 | 1405.48 | 1315.68 | 872.51 | 538.92 | 761.19
|  |  |  | 28/07/14 | 1424.3 | 1318.72 | 868.28 | 545.51 | 760.99
|  |  |  | 21/07/14 | 1437.07 | 1320.93 | 874.16 | 548.59 | 760.63
|  |  |  | 14/07/14 | 1444.14 | 1327.9 | 881.14 | 560.21 | 760.05
|  |  |  | 2014-07-07 | 1452.35 | 1337.88 | 885.9 | 555.18 | 748.16
|  |  |  | 30/06/14 | 1456.8 | 1346.99 | 891.34 | 568.22 | 740.49
|  |  |  | 23/06/14 | 1448.91 | 1340.75 | 885.55 | 559.35 | 740.47
|  |  |  | 16/06/14 | 1427.84 | 1320.18 | 875.18 | 563.91 | 740.35
|  |  |  | 2014-09-06 | 1421.91 | 1316.1 | 874.5 | 566.22 | 740.33
|  |  |  | 2014-02-06 | 1428.24 | 1326.92 | 882.5 | 554.91 | 740.59
|  |  |  | 26/05/14 | 1423.59 | 1325.62 | 880.62 | 561.22 | 740.6
|  |  |  | 19/05/14 | 1415.49 | 1321.93 | 874.64 | 553.2 | 740.44
|  |  |  | 2014-12-05 | 1417.04 | 1314.93 | 869.53 | 550 | 738.42
|  |  |  | 2014-05-05 | 1427.51 | 1326.82 | 874.8 | 544.64 | 731.16
|  |  |  | 28/04/14 | 1427.79 | 1328.81 | 874.59 | 555.65 | 731.42
|  |  |  | 14/04/14 | 1410.12 | 1320.32 | 868.08 | 563.89 | 731.21
|  |  |  | 2014-07-04 | 1399.73 | 1319.12 | 866.96 | 578.52 | 729.53
|  |  |  | 31/03/14 | 1398.57 | 1319.8 | 873.34 | 559.64 | 728.38
|  |  |  | 24/03/14 | 1392.59 | 1314.89 | 868.13 | 561.29 | 728.88
|  |  |  | 17/03/14 | 1392.41 | 1323.39 | 879.49 | 556.15 | 729.68
|  |  |  | 2014-10-03 | 1399.75 | 1335.26 | 891.18 | 557.01 | 743.39
|  |  |  | 2014-03-03 | 1407.72 | 1342.01 | 891.4 | 541.68 | 757.19
|  |  |  | 24/02/14 | 1402.44 | 1340.08 | 895.04 | 558.02 | 757.2
|  |  |  | 17/02/14 | 1396.43 | 1338.44 | 890.48 | 565.91 | 757.68
|  |  |  | 2014-10-02 | 1387.72 | 1335.7 | 894.51 | 545.59 | 764.43
|  |  |  | 2014-03-02 | 1387.25 | 1335.81 | 892.25 | 543.53 | 780.48
|  |  |  | 27/01/14 | 1388.76 | 1339.31 | 888.2 | 545.57 | 780.66
|  |  |  | 20/01/14 | 1387.09 | 1335.22 | 901.28 | 536.83 | 780.02
|  |  |  | 13/01/14 | 1395.44 | 1342.56 | 895.87 | 538.15 | 780.45
|  |  |  | 2014-06-01 | 1407.34 | 1357.56 | 912.24 | 550.84 | 782.01
|  |  |  | 16/12/13 | 1396.44 | 1346.82 | 901.55 | 544.06 | 781.6
|  |  |  | 2013-09-12 | 1405.01 | 1360.61 | 901.79 | 549.51 | 779.35
|  |  |  | 2013-02-12 | 1405.88 | 1356.88 | 907.91 | 545.23 | 767.92
|  |  |  | 25/11/13 | 1400.12 | 1343.76 | 894.27 | 539.09 | 768.56
|  |  |  | 18/11/13 | 1390.87 | 1336.54 | 888.49 | 535.29 | 768.56
|  |  |  | 2013-11-11 | 1378.57 | 1335.92 | 889.71 | 536.02 | 768.5
|  |  |  | 2013-04-11 | 1383.44 | 1338.56 | 891.64 | 533.94 | 767.58
|  |  |  | 28/10/13 | 1399.28 | 1347.27 | 906.74 | 554.29 | 767.99
|  |  |  | 21/10/13 | 1407.81 | 1361.71 | 900.74 | 550.01 | 768.65
|  |  |  | 14/10/13 | 1407.2 | 1360.65 | 901.35 | 544.93 | 768.94
|  |  |  | 2013-07-10 | 1411.47 | 1359.35 | 900.01 | 545.02 | 767.56
|  |  |  | 30/09/13 | 1415.84 | 1361.46 | 911.71 | 558.92 | 765.98
|  |  |  | 23/09/13 | 1424.6 | 1380.42 | 925.6 | 571.35 | 785.95
|  |  |  | 16/09/13 | 1453.93 | 1397.4 | 940.54 | 566.13 | 785.95
|  |  |  | 2013-09-09 | 1477.78 | 1401.32 | 949.27 | 562.88 | 785.73
|  |  |  | 2013-02-09 | 1470.19 | 1382.01 | 931.76 | 552.71 | 776.2
|  |  |  | 26/08/13 | 1456.81 | 1370.63 | 913.63 | 555.73 | 776.2
|  |  |  | 19/08/13 | 1448.92 | 1360.81 | 907.37 | 561.6 | 776.2
|  |  |  | 2013-12-08 | 1450.9 | 1359.49 | 878.85 | 551.57 | 775.98
|  |  |  | 2013-05-08 | 1457.56 | 1364.06 | 887.2 | 551.43 | 775.35
|  |  |  | 29/07/13 | 1471.51 | 1376.3 | 909.44 | 561.26 | 752.01
|  |  |  | 22/07/13 | 1472.97 | 1372.99 | 918.94 | 566.98 | 752.01
|  |  |  | 15/07/13 | 1450.92 | 1364.18 | 913.56 | 562.35 | 752.01
|  |  |  | 2013-08-07 | 1422.28 | 1339.19 | 898.33 | 557.47 | 751.48
|  |  |  | 2013-01-07 | 1420.97 | 1332.65 | 875.41 | 558.11 | 742.21
|  |  |  | 24/06/13 | 1425.53 | 1333.91 | 887.65 | 565.81 | 742.21
|  |  |  | 17/06/13 | 1424.19 | 1326.48 | 882.76 | 566.95 | 742.42
|  |  |  | 2013-10-06 | 1430.33 | 1329.21 | 880.61 | 564.97 | 742.63
|  |  |  | 2013-03-06 | 1436.1 | 1342.69 | 893.22 | 567.44 | 747.24
|  |  |  | 27/05/13 | 1437.3 | 1348.68 | 890.84 | 562.75 | 747.24
|  |  |  | 20/05/13 | 1412.07 | 1329.51 | 884.45 | 563.45 | 747.24
|  |  |  | 13/05/13 | 1405 | 1323.84 | 876.85 | 556.83 | 765.12
|  |  |  | 2013-06-05 | 1396.93 | 1304.76 | 875.93 | 551.23 | 768.24
|  |  |  | 29/04/13 | 1402.69 | 1308.9 | 877 | 552.03 | 768.24
|  |  |  | 22/04/13 | 1403.51 | 1311.28 | 882.74 | 559.98 | 768.24
|  |  |  | 15/04/13 | 1428.24 | 1342.26 | 907.98 | 570.49 | 768.24
|  |  |  | 2013-08-04 | 1464.5 | 1374.42 | 924.89 | 572.64 | 768.24
|  |  |  | 25/03/13 | 1452.79 | 1362.61 | 926.33 | 572.21 | 774.59
|  |  |  | 18/03/13 | 1443.51 | 1370.45 | 936.02 | 582.65 | 774.59
|  |  |  | 2013-11-03 | 1454.59 | 1377 | 937.1 | 582.8 | 774.59
|  |  |  | 2013-04-03 | 1488.52 | 1397.71 | 953.78 | 590.36 | 768.45
|  |  |  | 25/02/13 | 1509.43 | 1414.58 | 971.86 | 594.92 | 768.45
|  |  |  | 18/02/13 | 1484.13 | 1410.11 | 967.67 | 592.67 | 768.45
|  |  |  | 2013-11-02 | 1461.67 | 1389.04 | 956.91 | 567.42 | 766.96
|  |  |  | 2013-04-02 | 1453.07 | 1378.31 | 947.73 | 555.81 | 772.9
|  |  |  | 28/01/13 | 1427.29 | 1375.06 | 948.57 | 560.4 | 772.9
|  |  |  | 21/01/13 | 1412.44 | 1366.96 | 943.15 | 545.45 | 772.9
|  |  |  | 14/01/13 | 1423.82 | 1377.15 | 943.83 | 550.96 | 772.9
|  |  |  | 2013-07-01 | 1400.41 | 1362.95 | 931.06 | 558.5 | 773
|  |  |  | 17/12/12 | 1374.49 | 1341.34 | 936.37 | 551.56 | 749.3
|  |  |  | 2012-10-12 | 1375.98 | 1345.87 | 950.61 | 562.34 | 749.73
|  |  |  | 2012-03-12 | 1376.99 | 1354.75 | 953.35 | 567.61 | 746.72
|  |  |  | 26/11/12 | 1374.31 | 1350.54 | 959.97 | 570.03 | 748.63
|  |  |  | 19/11/12 | 1371.66 | 1345.52 | 957.73 | 578 | 748.63
|  |  |  | 2012-12-11 | 1364.48 | 1350.71 | 960.72 | 586.29 | 748.63
|  |  |  | 2012-05-11 | 1380.32 | 1366.84 | 972.44 | 592.58 | 784.96
|  |  |  | 29/10/12 | 1391.67 | 1385.76 | 986.38 | 597.37 | 786.23
|  |  |  | 22/10/12 | 1436.75 | 1403.75 | 991.13 | 601.33 | 786.23
|  |  |  | 15/10/12 | 1498.33 | 1428.32 | 993.11 | 610.18 | 786.23
|  |  |  | 2012-08-10 | 1477.09 | 1418.38 | 983.07 | 613.11 | 786.23
|  |  |  | 2012-01-10 | 1475.21 | 1415.01 | 979.63 | 616.39 | 793.08
|  |  |  | 24/09/12 | 1461.75 | 1411.95 | 990.27 | 628.2 | 790
|  |  |  | 17/09/12 | 1501.39 | 1432.11 | 1007.88 | 619.25 | 790
|  |  |  | 2012-10-09 | 1518.97 | 1441.22 | 1011.48 | 610.54 | 790
|  |  |  | 2012-03-09 | 1522.48 | 1444.99 | 1002.81 | 613.91 | 749.97
|  |  |  | 27/08/12 | 1512.62 | 1422.83 | 985.57 | 608.08 | 741.62
|  |  |  | 20/08/12 | 1511.97 | 1420.1 | 961.93 | 602.26 | 741.62
|  |  |  | 13/08/12 | 1470.55 | 1395.14 | 949.16 | 601.21 | 741.62
|  |  |  | 2012-06-08 | 1440.68 | 1361.8 | 942.71 | 584.79 | 736.32
|  |  |  | 30/07/12 | 1429.26 | 1374.07 | 938.39 | 581.91 | 691.17
|  |  |  | 23/07/12 | 1430.15 | 1378.38 | 930.1 | 572.37 | 691.17
|  |  |  | 16/07/12 | 1402.96 | 1338.05 | 901.77 | 571.17 | 691.17
|  |  |  | 2012-09-07 | 1398.46 | 1324.98 | 884.17 | 568.77 | 693.61
|  |  |  | 2012-02-07 | 1348.51 | 1285.06 | 866.17 | 567.4 | 722.69
|  |  |  | 25/06/12 | 1348.14 | 1280.97 | 875.35 | 577.79 | 722.69
|  |  |  | 18/06/12 | 1361.47 | 1290.95 | 883.46 | 583.92 | 722.69
|  |  |  | 2012-11-06 | 1373.14 | 1298.74 | 890.61 | 601.76 | 722.69
|  |  |  | 2012-04-06 | 1401.68 | 1318.62 | 920.37 | 614.96 | 757.75
|  |  |  | 28/05/12 | 1409.72 | 1330.32 | 928.92 | 619.59 | 757.75
|  |  |  | 21/05/12 | 1407.14 | 1345.11 | 934.53 | 623.88 | 757.75
|  |  |  | 14/05/12 | 1414.58 | 1350.13 | 944.19 | 630.56 | 757.75
|  |  |  | 2012-07-05 | 1436.53 | 1373.74 | 959.82 | 637.3 | 758.07
|  |  |  | 30/04/12 | 1457.82 | 1371.76 | 958.98 | 637.33 | 762.04
|  |  |  | 23/04/12 | 1473.68 | 1372.58 | 959.52 | 649.31 | 762.04
|  |  |  | 16/04/12 | 1498.91 | 1375.58 | 967.35 | 648.07 | 762.04
|  |  |  | 2012-02-04 | 1498.13 | 1392.56 | 968.34 | 643.15 | 758.64
|  |  |  | 26/03/12 | 1478.5 | 1388.5 | 976.3 | 636.73 | 758.64
|  |  |  | 19/03/12 | 1477.15 | 1399.24 | 980.13 | 640.46 | 758.64
|  |  |  | 2012-12-03 | 1451.32 | 1390.83 | 964.6 | 623.62 | 758.64
|  |  |  | 2012-05-03 | 1437.2 | 1364.7 | 961.49 | 601.88 | 755.25
|  |  |  | 27/02/12 | 1432.09 | 1372.82 | 965.44 | 622.3 | 731.54
|  |  |  | 20/02/12 | 1415.02 | 1368.3 | 955.28 | 618.41 | 731.54
|  |  |  | 13/02/12 | 1392.74 | 1350.04 | 950.44 | 598.04 | 731.54
|  |  |  | 2012-06-02 | 1378.19 | 1325.56 | 928.71 | 591.56 | 731.75
|  |  |  | 30/01/12 | 1370.87 | 1321.86 | 927.97 | 589.67 | 701.1
|  |  |  | 23/01/12 | 1370.11 | 1334.82 | 937.76 | 592.23 | 724.52
|  |  |  | 16/01/12 | 1367.34 | 1360.5 | 936.13 | 587.48 | 724.52
|  |  |  | 2012-09-01 | 1358.07 | 1336.26 | 913.74 | 564.12 | 724.63
|  |  |  | 19/12/11 | 1296.07 | 1285.4 | 897.01 | 559.43 | 724.99
|  |  |  | 2011-12-12 | 1294.29 | 1297.01 | 906.96 | 555.01 | 724.99
|  |  |  | 2011-05-12 | 1284.14 | 1296.79 | 910.07 | 545.19 | 715.6
|  |  |  | 28/11/11 | 1285.69 | 1299.44 | 909.7 | 551.97 | 714.33
|  |  |  | 21/11/11 | 1295.19 | 1322.5 | 913.52 | 559.31 | 714.33
|  |  |  | 14/11/11 | 1309.78 | 1315.98 | 899.58 | 546.4 | 714.01
|  |  |  | 2011-07-11 | 1305.67 | 1295.35 | 881.26 | 539.93 | 714.01
|  |  |  | 31/10/11 | 1314.28 | 1296.05 | 877.55 | 538.07 | 696.59
|  |  |  | 24/10/11 | 1314.6 | 1291.51 | 869.94 | 540.31 | 696.59
|  |  |  | 17/10/11 | 1330.06 | 1279.39 | 860.79 | 539.72 | 696.59
|  |  |  | 2011-10-10 | 1315.9 | 1268.67 | 854.21 | 534.49 | 696.59
|  |  |  | 2011-03-10 | 1311.27 | 1261.92 | 859.36 | 534.66 | 703.54
|  |  |  | 26/09/11 | 1329.54 | 1275.47 | 868.49 | 534.93 | 703.54
|  |  |  | 19/09/11 | 1352.42 | 1275.75 | 865.11 | 534.41 | 703.54
|  |  |  | 2011-12-09 | 1356.53 | 1276.84 | 862.18 | 539.25 | 703.44
|  |  |  | 2011-05-09 | 1354.08 | 1265.21 | 854.58 | 540.79 | 703.54
|  |  |  | 29/08/11 | 1319.35 | 1243.41 | 852.32 | 533.16 | 709.39
|  |  |  | 22/08/11 | 1311.26 | 1239.17 | 844.98 | 540.24 | 709.39
|  |  |  | 2011-08-08 | 1337.96 | 1267.51 | 869.36 | 552.8 | 709.39
|  |  |  | 2011-01-08 | 1354.34 | 1280.9 | 878.25 | 552.63 | 688.89
|  |  |  | 25/07/11 | 1356.04 | 1282.97 | 875.03 | 551.19 | 688.89
|  |  |  | 18/07/11 | 1356.56 | 1283.63 | 867.81 | 546.81 | 678.31
|  |  |  | 2011-11-07 | 1332.79 | 1258.63 | 834.03 | 536.33 | 678.31
|  |  |  | 2011-04-07 | 1309.98 | 1242.56 | 834.62 | 528.57 | 682.91
|  |  |  | 27/06/11 | 1305.57 | 1243.46 | 848.85 | 540.93 | 682.91
|  |  |  | 20/06/11 | 1323.26 | 1272.1 | 855.29 | 533.98 | 682.91
|  |  |  | 13/06/11 | 1318.62 | 1264.03 | 844.61 | 524.75 | 682.91
|  |  |  | 2011-06-06 | 1324.36 | 1251.53 | 845.82 | 541.2 | 683.6
|  |  |  | 30/05/11 | 1348.62 | 1260.08 | 843.76 | 536.48 | 702.86
|  |  |  | 23/05/11 | 1325.49 | 1239.69 | 836.27 | 541.3 | 702.86
|  |  |  | 16/05/11 | 1345.1 | 1244.98 | 853.31 | 548.36 | 702.86
|  |  |  | 2011-09-05 | 1346.66 | 1241.86 | 868.09 | 543.32 | 702.56
|  |  |  | 2011-02-05 | 1381.57 | 1294 | 885.2 | 550.72 | 695.44
|  |  |  | 18/04/11 | 1363.69 | 1302.2 | 897.31 | 563.88 | 695.24
|  |  |  | 2011-11-04 | 1354.26 | 1308.42 | 884.91 | 523.4 | 694.55
|  |  |  | 2011-04-04 | 1336.76 | 1292.18 | 881.9 | 516.35 | 698.82
|  |  |  | 28/03/11 | 1330.56 | 1287.45 | 882.71 | 523.57 | 700.79
|  |  |  | 21/03/11 | 1305.06 | 1293.31 | 879.52 | 506.36 | 700.79
|  |  |  | 14/03/11 | 1324.55 | 1292.37 | 880.51 | 503.57 | 700.31
|  |  |  | 2011-07-03 | 1321.77 | 1289.1 | 865.15 | 478.96 | 699.68
|  |  |  | 28/02/11 | 1308.9 | 1267.06 | 843.26 | 472.3 | 679.63
|  |  |  | 21/02/11 | 1284.73 | 1247.6 | 825.95 | 465.87 | 679.63
|  |  |  | 14/02/11 | 1271.24 | 1236.52 | 813.98 | 470.16 | 679.63
|  |  |  | 2011-07-02 | 1270.75 | 1234.42 | 810.75 | 446.85 | 679.63
|  |  |  | 31/01/11 | 1258.51 | 1204.89 | 797 | 453.86 | 674.77
|  |  |  | 24/01/11 | 1271.22 | 1210.38 | 799.76 | 453.44 | 674.77
|  |  |  | 17/01/11 | 1285.6 | 1217.31 | 795.79 | 451.29 | 674.77
|  |  |  | 2011-10-01 | 1265.11 | 1193.97 | 779.63 | 430.03 | 674.77
|  |  |  | 2011-03-01 | 1256.78 | 1187.03 | 778.23 | 424.94 | 652.66
|  |  |  | 20/12/10 | 1235.29 | 1166.12 | 773.43 | 443.33 | 652.51
|  |  |  | 13/12/10 | 1241.99 | 1164.93 | 752.84 | 432.87 | 652.51
|  |  |  | 2010-06-12 | 1230.21 | 1147.41 | 740.37 | 434.62 | 652.51
|  |  |  | 29/11/10 | 1207.9 | 1129.23 | 726.83 | 420.26 | 610.42
|  |  |  | 22/11/10 | 1190.57 | 1116.8 | 719.95 | 424.82 | 610.42
|  |  |  | 15/11/10 | 1196.82 | 1133.27 | 716.64 | 422.79 | 609.79
|  |  |  | 2010-08-11 | 1171.72 | 1103.32 | 704.9 | 415.79 | 609.79
|  |  |  | 25/10/10 | 1173.46 | 1095.55 | 706.39 | 420.7 | 605.38
|  |  |  | 18/10/10 | 1175.63 | 1096.1 | 708.88 | 416.94 | 605.38
|  |  |  | 2010-11-10 | 1172.85 | 1103.01 | 707.09 | 419.31 | 605.38
|  |  |  | 2010-04-10 | 1152.76 | 1090.73 | 701.73 | 427.57 | 601.15
|  |  |  | 27/09/10 | 1155.14 | 1089.5 | 702.42 | 426.76 | 601.15
|  |  |  | 20/09/10 | 1179.38 | 1099.43 | 706.97 | 421.96 | 601.15
|  |  |  | 13/09/10 | 1169.46 | 1092.78 | 696.12 | 428.1 | 601.15
|  |  |  | 2010-06-09 | 1163.25 | 1088.41 | 691.31 | 426.09 | 601.65
|  |  |  | 30/08/10 | 1156.54 | 1085.78 | 687.94 | 431.93 | 592.54
|  |  |  | 23/08/10 | 1152.15 | 1075.21 | 695.28 | 423.21 | 592.54
|  |  |  | 16/08/10 | 1167.26 | 1091.8 | 708.24 | 440.19 | 592.54
|  |  |  | 2010-09-08 | 1175.8 | 1100.64 | 706.3 | 433.83 | 592.54
|  |  |  | 2010-02-08 | 1167.76 | 1079.66 | 699.39 | 433.27 | 616.94
|  |  |  | 26/07/10 | 1165.49 | 1076.85 | 695.57 | 433.6 | 616.94
|  |  |  | 19/07/10 | 1165.3 | 1076.08 | 701.52 | 433.41 | 616.94
|  |  |  | 2010-12-07 | 1166.76 | 1076.97 | 705.67 | 429.1 | 616.55
|  |  |  | 2010-05-07 | 1179.13 | 1094.34 | 724.04 | 432.87 | 616.55
|  |  |  | 28/06/10 | 1167.7 | 1094.8 | 722.47 | 442.66 | 602.95
|  |  |  | 21/06/10 | 1175.99 | 1099.61 | 712.74 | 433.37 | 603.74
|  |  |  | 14/06/10 | 1165.92 | 1088.22 | 696.9 | 430.6 | 603.74
|  |  |  | 2010-07-06 | 1164.47 | 1078.14 | 687.69 | 429.1 | 603.74
|  |  |  | 31/05/10 | 1152.88 | 1066.01 | 688.41 | 428.12 | 617.11
|  |  |  | 24/05/10 | 1159.03 | 1070.58 | 696.12 | 440.26 | 617.11
|  |  |  | 17/05/10 | 1181.7 | 1095.08 | 714.04 | 445.1 | 617.11
|  |  |  | 2010-10-05 | 1189.34 | 1102.88 | 715.44 | 434.11 | 617.11
|  |  |  | 2010-03-05 | 1189.76 | 1100.02 | 711.51 | 441.16 | 616.89
|  |  |  | 26/04/10 | 1175.68 | 1081.44 | 701.98 | 432.29 | 616.89
|  |  |  | 19/04/10 | 1177.75 | 1077.91 | 699.68 | 426.26 | 616.89
|  |  |  | 2010-12-04 | 1185.12 | 1087.01 | 698.15 | 417.53 | 616.89
|  |  |  | 29/03/10 | 1169.07 | 1053.13 | 668.16 | 406.88 | 584.33
|  |  |  | 22/03/10 | 1158.55 | 1044.5 | 663.73 | 406.88 | 585
|  |  |  | 15/03/10 | 1156.18 | 1036.77 | 660.14 | 406.25 | 585
|  |  |  | 2010-08-03 | 1135.66 | 1023.7 | 649.32 | 411.41 | 584.33
|  |  |  | 2010-01-03 | 1119.41 | 1010.07 | 640.71 | 403.95 | 576.26
|  |  |  | 22/02/10 | 1107.94 | 1005.35 | 621.24 | 402.77 | 576.26
|  |  |  | 15/02/10 | 1098.85 | 987.93 | 614.35 | 399.48 | 576.26
|  |  |  | 2010-08-02 | 1105.32 | 994.45 | 619.23 | 389.66 | 576.26
|  |  |  | 2010-01-02 | 1095.21 | 987.09 | 620.26 | 388.25 | 577.18
|  |  |  | 25/01/10 | 1100.19 | 995.53 | 628.64 | 399.06 | 572.58
|  |  |  | 18/01/10 | 1104.29 | 1001.34 | 633.08 | 392.29 | 569.74
|  |  |  | 2010-11-01 | 1108.53 | 1009.03 | 637.26 | 383.27 | 569.74
|  |  |  | 2010-04-01 | 1089.81 | 987.56 | 608.35 | 379.31 | 525.18
|  |  |  | 21/12/09 | 1052.87 | 955.8 | 594.57 | 382.61 | 524.39
|  |  |  | 14/12/09 | 1060.58 | 957.61 | 595.51 | 380.92 | 524.39
|  |  |  | 2009-07-12 | 1069.55 | 965.16 | 593.99 | 379.13 | 524.39
|  |  |  | 30/11/09 | 1065.98 | 961.61 | 595.34 | 382.35 | 514.17
|  |  |  | 23/11/09 | 1072.72 | 968.67 | 600.33 | 383.91 | 514.17
|  |  |  | 16/11/09 | 1070.73 | 967.04 | 599.69 | 383.45 | 513.62
|  |  |  | 2009-09-11 | 1079.15 | 976.44 | 604.42 | 382.17 | 513.62
|  |  |  | 2009-02-11 | 1080.9 | 977.68 | 599.1 | 378.54 | 488.47
|  |  |  | 26/10/09 | 1069.02 | 969.84 | 592.13 | 371.77 | 488.47
|  |  |  | 19/10/09 | 1055.33 | 957.85 | 578.25 | 361.7 | 488.47
|  |  |  | 2009-12-10 | 1037.92 | 935.28 | 556.27 | 355.54 | 488.47
|  |  |  | 2009-05-10 | 1027.84 | 925.48 | 559.98 | 361.31 | 488.47
|  |  |  | 28/09/09 | 1032.45 | 927.69 | 564.94 | 367.75 | 497.95
|  |  |  | 21/09/09 | 1052.23 | 936.17 | 569.1 | 364.35 | 497.95
|  |  |  | 14/09/09 | 1054.73 | 937.63 | 575.79 | 366.38 | 497.95
|  |  |  | 2009-07-09 | 1066.2 | 949.21 | 585.36 | 359.46 | 497.83
|  |  |  | 31/08/09 | 1077.37 | 962.59 | 592.91 | 366.96 | 496.12
|  |  |  | 24/08/09 | 1091.77 | 969.23 | 594.29 | 372.25 | 496.24
|  |  |  | 17/08/09 | 1098.8 | 970.04 | 596 | 371.59 | 496.24
|  |  |  | 2009-10-08 | 1099.03 | 970.2 | 579.81 | 356.09 | 495.08
|  |  |  | 2009-03-08 | 1072.63 | 945.35 | 572.49 | 341.58 | 492.36
|  |  |  | 27/07/09 | 1047.11 | 930.11 | 553.45 | 349.37 | 493.27
|  |  |  | 20/07/09 | 1034.88 | 905.58 | 550.47 | 326.11 | 493.27
|  |  |  | 13/07/09 | 1048.8 | 919.76 | 559.19 | 347.69 | 493.27
|  |  |  | 2009-06-07 | 1066.51 | 944.27 | 579.15 | 335.49 | 491.42
|  |  |  | 29/06/09 | 1083.86 | 953.81 | 583.71 | 349.77 | 455.87
|  |  |  | 22/06/09 | 1100.82 | 961.35 | 586.19 | 347.36 | 455.87
|  |  |  | 15/06/09 | 1075.33 | 951.54 | 570.24 | 336.57 | 455.47
|  |  |  | 2009-08-06 | 1025.18 | 904.49 | 544 | 312.68 | 455.47
|  |  |  | 2009-01-06 | 1004.12 | 872.46 | 528.12 | 310.53 | 449.54
|  |  |  | 25/05/09 | 1005.95 | 874.88 | 524.98 | 314.44 | 449.54
|  |  |  | 18/05/09 | 983.36 | 877.03 | 529.58 | 306.8 | 449.54
|  |  |  | 2009-11-05 | 969.86 | 868.22 | 512.84 | 300.2 | 449.73
|  |  |  | 2009-04-05 | 950.91 | 859.68 | 515.63 | 301.19 | 450.13
|  |  |  | 27/04/09 | 956.17 | 867.28 | 519.88 | 293.09 | 450.13
|  |  |  | 20/04/09 | 953.42 | 869.08 | 527.13 | 297.67 | 450.13
|  |  |  | 2009-06-04 | 942.21 | 860.59 | 515.17 | 274.9 | 450.48
|  |  |  | 30/03/09 | 939.29 | 856.83 | 503.19 | 275.81 | 451.79
|  |  |  | 23/03/09 | 911.46 | 837.18 | 485.92 | 275.97 | 451.79
|  |  |  | 16/03/09 | 906.8 | 831.46 | 481.93 | 274.48 | 451.79
|  |  |  | 2009-09-03 | 918.14 | 840.28 | 485.58 | 271.39 | 451.99
|  |  |  | 2009-02-03 | 895.35 | 845.2 | 494.41 | 273.35 | 475.26
|  |  |  | 23/02/09 | 900.89 | 846.64 | 507.61 | 276.02 | 475.46
|  |  |  | 16/02/09 | 921.9 | 867.33 | 529.24 | 268.98 | 475.46
|  |  |  | 2009-09-02 | 913.55 | 873.69 | 534.75 | 273.13 | 475.46
|  |  |  | 2009-02-02 | 901.72 | 873.72 | 536.13 | 271.85 | 437.95
|  |  |  | 26/01/09 | 890.63 | 873.44 | 541.92 | 315.28 | 437.95
|  |  |  | 19/01/09 | 881.29 | 881.53 | 555.86 | 292.04 | 437.95
|  |  |  | 2009-12-01 | 867.71 | 877.81 | 546.72 | 269.42 | 437.95
|  |  |  | 2009-05-01 | 825.15 | 836.37 | 518.81 | 265.18 | 438.82
|  |  |  | 15/12/08 | 860.94 | 889.2 | 564.87 | 296.88 | 478.67
|  |  |  | 2008-08-12 | 889.1 | 920.51 | 612.27 | 333.35 | 478.67
|  |  |  | 2008-01-12 | 901.8 | 949.27 | 624.53 | 321.47 | 478.67
|  |  |  | 24/11/08 | 908.74 | 968.7 | 647.65 | 338.82 | 516.82
|  |  |  | 17/11/08 | 944.14 | 997.69 | 681.91 | 349.88 | 516.82
|  |  |  | 2008-10-11 | 966.76 | 1009.77 | 702.06 | 378.92 | 548.34
|  |  |  | 2008-03-11 | 990.54 | 1016.6 | 703.43 | 396.1 | 558.63
|  |  |  | 27/10/08 | 1022.71 | 1053.6 | 720.53 | 407.45 | 603.08
|  |  |  | 20/10/08 | 1057.63 | 1070.49 | 755.65 | 427.78 | 603.08
|  |  |  | 13/10/08 | 1111.32 | 1126.98 | 810.9 | 455.91 | 634.06
|  |  |  | 2008-06-10 | 1140.35 | 1155.49 | 843.65 | 476 | 634.06
|  |  |  | 29/09/08 | 1144.02 | 1150.78 | 838.54 | 472.98 | 634.06
|  |  |  | 22/09/08 | 1161.66 | 1162.56 | 843.76 | 479.22 | 634.06
|  |  |  | 15/09/08 | 1183.19 | 1185.08 | 865.64 | 493.7 | 634.26
|  |  |  | 2008-08-09 | 1185.88 | 1192.59 | 873.98 | 517.63 | 634.26
|  |  |  | 2008-01-09 | 1194.46 | 1200.56 | 881.35 | 514.29 | 634.26
|  |  |  | 25/08/08 | 1189.29 | 1194.86 | 860.76 | 511.15 | 634.26
|  |  |  | 18/08/08 | 1192.11 | 1204.66 | 880.04 | 516.01 | 623.89
|  |  |  | 2008-11-08 | 1196.86 | 1217.09 | 898.01 | 525.31 | 623.69
|  |  |  | 2008-04-08 | 1212.44 | 1262.83 | 925.89 | 532.57 | 623.69
|  |  |  | 28/07/08 | 1234.05 | 1288.8 | 956.35 | 536.46 | 637.54
|  |  |  | 21/07/08 | 1264.16 | 1318.52 | 1000.5 | 563.08 | 637.54
|  |  |  | 14/07/08 | 1276.94 | 1329.02 | 996.48 | 551.43 | 637.73
|  |  |  | 2008-07-07 | 1270.74 | 1323.42 | 989.7 | 525.44 | 637.73
|  |  |  | 30/06/08 | 1260.61 | 1305.17 | 977.6 | 524.04 | 603.52
|  |  |  | 23/06/08 | 1255.59 | 1299.06 | 979.3 | 500.89 | 603.52
|  |  |  | 16/06/08 | 1251.6 | 1296.73 | 982.55 | 499.61 | 603.32
|  |  |  | 2008-09-06 | 1237.12 | 1289 | 965.02 | 487.35 | 601.25
|  |  |  | 2008-02-06 | 1233.52 | 1300.49 | 965.74 | 493.86 | 567.68
|  |  |  | 26/05/08 | 1228.46 | 1308.54 | 958.72 | 451.56 | 567.68
|  |  |  | 19/05/08 | 1205.04 | 1269.98 | 931.51 | 439.34 | 569.45
|  |  |  | 2008-12-05 | 1186.43 | 1218.57 | 902.39 | 430.28 | 567.88
|  |  |  | 2008-05-05 | 1173.93 | 1198.55 | 856.89 | 416.08 | 545.6
|  |  |  | 28/04/08 | 1166.28 | 1190.54 | 847.74 | 435.85 | 545.6
|  |  |  | 21/04/08 | 1143.99 | 1169.22 | 830.19 | 419.95 | 545.6
|  |  |  | 14/04/08 | 1130.61 | 1149.82 | 811.09 | 408.25 | 545.6
|  |  |  | 2008-07-04 | 1123.59 | 1126.5 | 795.41 | 408.15 | 545.6
|  |  |  | 31/03/08 | 1125.74 | 1128.33 | 799.42 | 408.94 | 545.6
|  |  |  | 17/03/08 | 1130.42 | 1149.63 | 810.38 | 413.22 | 545.6
|  |  |  | 2008-10-03 | 1120.52 | 1135.86 | 797.82 | 407.34 | 545.6
|  |  |  | 2008-03-03 | 1127.39 | 1107.62 | 784.52 | 403.6 | 545.41
|  |  |  | 25/02/08 | 1128.54 | 1103.87 | 772.81 | 398.65 | 545.41
|  |  |  | 18/02/08 | 1112.52 | 1083.12 | 753.17 | 415.81 | 545.41
|  |  |  | 2008-11-02 | 1099.38 | 1063.21 | 728.4 | 373.33 | 545.41
|  |  |  | 2008-04-02 | 1093.12 | 1051.3 | 726.66 | 377.95 | 545.41
|  |  |  | 28/01/08 | 1094.56 | 1049.54 | 724.51 | 395.99 | 547.57
|  |  |  | 21/01/08 | 1098.33 | 1052.45 | 733.64 | 399.99 | 547.57
|  |  |  | 14/01/08 | 1112.51 | 1068.2 | 744.91 | 420.63 | 547.57
|  |  |  | 2008-07-01 | 1114.73 | 1082.89 | 750.65 | 461.94 | 552.08
|  |  |  | 17/12/07 | 1095.87 | 1064.5 | 732.9 | 398.01 | 549.92
|  |  |  | 2007-10-12 | 1095.71 | 1070.03 | 738.56 | 399.32 | 530.25
|  |  |  | 2007-03-12 | 1109.89 | 1081.72 | 747.93 | 404.73 | 530.25
|  |  |  | 26/11/07 | 1105.1 | 1072.14 | 751.82 | 403.89 | 530.25
|  |  |  | 19/11/07 | 1092.16 | 1051.8 | 737.6 | 402.61 | 530.25
|  |  |  | 2007-12-11 | 1091.54 | 1048.23 | 728 | 392.38 | 530.25
|  |  |  | 2007-05-11 | 1083.68 | 1030.33 | 707 | 374.75 | 530.25
|  |  |  | 29/10/07 | 1075.45 | 1021.14 | 685 | 368.42 | 568.46
|  |  |  | 22/10/07 | 1065 | 1008.41 | 670 | 357.36 | 569.05
|  |  |  | 15/10/07 | 1055.71 | 995.37 | 656.6 | 352.78 | 569.05
|  |  |  | 2007-08-10 | 1055.32 | 994.67 | 654.78 | 356.03 | 569.05
|  |  |  | 2007-01-10 | 1066.87 | 1004.32 | 658.13 | 363.03 | 569.05
|  |  |  | 24/09/07 | 1066.53 | 1003.1 | 646.24 | 365.95 | 569.05
|  |  |  | 17/09/07 | 1064.1 | 995.72 | 629.82 | 362.66 | 569.05
|  |  |  | 2007-10-09 | 1063.21 | 984 | 619.73 | 349.84 | 569.05
|  |  |  | 2007-03-09 | 1055.69 | 973.12 | 616.58 | 349.71 | 569.05
|  |  |  | 27/08/07 | 1052.4 | 969.56 | 617.23 | 360.96 | 569.05
|  |  |  | 20/08/07 | 1056.44 | 973.53 | 619.01 | 367.19 | 569.05
|  |  |  | 13/08/07 | 1054.54 | 963.01 | 644 | 371.33 | 569.05
|  |  |  | 2007-06-08 | 1067.58 | 981.37 | 626.36 | 371.33 | 569.05
|  |  |  | 30/07/07 | 1071.4 | 978.45 | 623.63 | 368.46 | 569.05
|  |  |  | 23/07/07 | 1082.99 | 982.16 | 627.79 | 371.4 | 569.05
|  |  |  | 16/07/07 | 1093.38 | 980.37 | 621.16 | 369.87 | 569.05
|  |  |  | 2007-09-07 | 1090.94 | 973.41 | 617.34 | 349.5 | 569.05
|  |  |  | 2007-02-07 | 1098.5 | 977.23 | 617.33 | 352.18 | 569.05
|  |  |  | 25/06/07 | 1098.19 | 976.04 | 612.22 | 347.04 | 569.05
|  |  |  | 18/06/07 | 1092.67 | 970.5 | 606.88 | 344.63 | 569.05
|  |  |  | 2007-11-06 | 1086.91 | 964.13 | 606.13 | 331.44 | 569.05
|  |  |  | 2007-04-06 | 1091.43 | 954.64 | 601.39 | 342.43 | 569.05
|  |  |  | 28/05/07 | 1096.86 | 963.99 | 599.1 | 330.81 | 569.05
|  |  |  | 21/05/07 | 1092.33 | 959.15 | 593.25 | 333.21 | 569.05
|  |  |  | 14/05/07 | 1081.19 | 954.75 | 598.1 | 321.21 | 569.05
|  |  |  | 2007-07-05 | 1075.46 | 950.81 | 594.93 | 331.14 | 569.05
|  |  |  | 30/04/07 | 1063.5 | 946.91 | 594.33 | 320.41 | 569.05
|  |  |  | 23/04/07 | 1046.04 | 945.43 | 594.33 | 318.2 | 569.05
|  |  |  | 16/04/07 | 1046.34 | 951.05 | 596.23 | 315.51 | 569.05
|  |  |  | 2007-02-04 | 1024.12 | 935.89 | 564.95 | 300.16 | 611.51
|  |  |  | 26/03/07 | 1001.7 | 916.58 | 567.04 | 294.24 | 611.51
|  |  |  | 19/03/07 | 1001.39 | 917.6 | 571.69 | 298.67 | 611.51
|  |  |  | 2007-12-03 | 1009.11 | 923.04 | 566.16 | 287.63 | 611.51
|  |  |  | 2007-05-03 | 998.25 | 915.03 | 554.93 | 288.97 | 611.51
|  |  |  | 26/02/07 | 969.17 | 906.39 | 556.32 | 289.44 | 611.51
|  |  |  | 19/02/07 | 956.55 | 898.85 | 552.8 | 294.81 | 611.51
|  |  |  | 2007-12-02 | 956.66 | 899.09 | 544.61 | 271.35 | 611.51
|  |  |  | 2007-05-02 | 947.2 | 889.15 | 535.46 | 271.07 | 611.51
|  |  |  | 29/01/07 | 941.6 | 884.58 | 531.75 | 270.58 | 611.51
|  |  |  | 22/01/07 | 940.27 | 884.65 | 540.81 | 280.7 | 611.51
|  |  |  | 15/01/07 | 949.8 | 890.78 | 551.89 | 285.97 | 611.51
|  |  |  | 2007-08-01 | 959.96 | 900.98 | 564.72 | 282.23 | 611.51
|  |  |  | 18/12/06 | 965.44 | 909.25 | 579.4 | 290.56 | 611.51
|  |  |  | 2006-11-12 | 964.18 | 911.54 | 581.52 | 282.97 | 611.51
|  |  |  | 2006-04-12 | 958.59 | 909.04 | 579.47 | 294.36 | 611.51
|  |  |  | 27/11/06 | 957.31 | 906.3 | 578.7 | 296.85 | 611.51
|  |  |  | 20/11/06 | 956.38 | 906.91 | 578.83 | 299.78 | 611.51
|  |  |  | 13/11/06 | 955.78 | 908.86 | 579.61 | 297.1 | 611.51
|  |  |  | 2006-06-11 | 950.56 | 905.88 | 591.9 | 300.45 | 611.51
|  |  |  | 30/10/06 | 960.48 | 917.82 | 597.68 | 305.78 | 611.51
|  |  |  | 23/10/06 | 960.53 | 921.25 | 592.53 | 300.29 | 611.51
|  |  |  | 16/10/06 | 966.69 | 921.13 | 583.4 | 303.32 | 611.51
|  |  |  | 2006-09-10 | 969.3 | 922.49 | 581.81 | 300.87 | 611.51
|  |  |  | 2006-02-10 | 976.28 | 925.08 | 590.92 | 310.94 | 611.51
|  |  |  | 25/09/06 | 993.3 | 938.02 | 594.99 | 320.73 | 611.51
|  |  |  | 18/09/06 | 1006.58 | 953.37 | 621.34 | 334.75 | 611.51
|  |  |  | 2006-11-09 | 1026.35 | 976.73 | 642.76 | 341.99 | 612.65
|  |  |  | 2006-04-09 | 1061.4 | 991.1 | 642.52 | 358.99 | 612.65
|  |  |  | 28/08/06 | 1078.25 | 997.2 | 659.42 | 369.4 | 612.65
|  |  |  | 21/08/06 | 1105.66 | 1000.47 | 661.2 | 377.15 | 612.65
|  |  |  | 14/08/06 | 1128.07 | 1009.53 | 652.53 | 364.61 | 612.62
|  |  |  | 2006-07-08 | 1136.59 | 1006.07 | 642.74 | 372.53 | 612.62
|  |  |  | 31/07/06 | 1137.98 | 1002.33 | 649.6 | 375.59 | 609.97
|  |  |  | 24/07/06 | 1135.39 | 1004.76 | 649.96 | 367.17 | 609.97
|  |  |  | 17/07/06 | 1130.65 | 1003.74 | 656.49 | 364.04 | 609.97
|  |  |  | 2006-10-07 | 1110.25 | 994.51 | 652.68 | 346.64 | 609.97
|  |  |  | 2006-03-07 | 1101 | 985.08 | 641.83 | 357.26 | 609.97
|  |  |  | 26/06/06 | 1085.62 | 981.17 | 646.47 | 359.97 | 609.97
|  |  |  | 19/06/06 | 1093.83 | 987.03 | 647.88 | 359.12 | 609.97
|  |  |  | 2006-12-06 | 1090.14 | 980.58 | 644.7 | 352.77 | 609.97
|  |  |  | 2006-05-06 | 1083.68 | 975.86 | 635.82 | 364.67 | 632.32
|  |  |  | 29/05/06 | 1089.81 | 985.53 | 643.95 | 361.65 | 632.32
|  |  |  | 22/05/06 | 1087.21 | 986.65 | 653.31 | 363.12 | 632.32
|  |  |  | 15/05/06 | 1098.48 | 1001.93 | 654.62 | 370.59 | 632.32
|  |  |  | 2006-08-05 | 1098.03 | 1001.75 | 658.77 | 371.09 | 632.32
|  |  |  | 2006-01-05 | 1094.31 | 1000.26 | 645.22 | 368.75 | 632.32
|  |  |  | 24/04/06 | 1084.31 | 993.47 | 634.08 | 367.68 | 632.32
|  |  |  | 2006-10-04 | 1051 | 968.98 | 616.77 | 365.15 | 635.03
|  |  |  | 2006-03-04 | 1037.03 | 962.29 | 611.55 | 361.16 | 637.31
|  |  |  | 27/03/06 | 1022.07 | 955.72 | 605.53 | 366.06 | 637.31
|  |  |  | 20/03/06 | 1017.27 | 954.63 | 610.69 | 371.26 | 637.31
|  |  |  | 13/03/06 | 1003.02 | 951.21 | 610.49 | 371.71 | 638.09
|  |  |  | 2006-06-03 | 998.3 | 944.71 | 603.79 | 377.73 | 638.09
|  |  |  | 27/02/06 | 1000.82 | 945.8 | 593 | 377.41 | 638.09
|  |  |  | 20/02/06 | 982.74 | 939.77 | 603.7 | 379.75 | 638.09
|  |  |  | 13/02/06 | 1003.44 | 943.34 | 611.47 | 372.12 | 638.08
|  |  |  | 2006-06-02 | 1008 | 944.43 | 610.35 | 371.05 | 590
|  |  |  | 30/01/06 | 1005.89 | 944.27 | 606.68 | 359.65 | 590
|  |  |  | 23/01/06 | 1005.13 | 936.47 | 601.74 | 356.55 | 590
|  |  |  | 16/01/06 | 1000.83 | 929.94 | 584.75 | 349.88 | 590
|  |  |  | 2006-09-01 | 991.91 | 925.83 | 581.84 | 348.13 | 590
|  |  |  | 19/12/05 | 980.34 | 917.64 | 575.23 | 335.17 | 590
|  |  |  | 2005-12-12 | 977.18 | 917.34 | 564.54 | 323.05 | 590
|  |  |  | 2005-05-12 | 957.86 | 897.33 | 574.02 | 343.07 | 590
|  |  |  | 28/11/05 | 960.34 | 907.81 | 575.64 | 350.09 | 590
|  |  |  | 21/11/05 | 980.77 | 928.58 | 594.03 | 356.36 | 590
|  |  |  | 14/11/05 | 992.38 | 945.74 | 601.59 | 348.52 | 586.77
|  |  |  | 2005-07-11 | 1005.38 | 962.13 | 627.67 | 365.48 | 586.77
|  |  |  | 24/10/05 | 1033.82 | 973.53 | 645.19 | 361.32 | 579.17
|  |  |  | 17/10/05 | 1051.27 | 974.17 | 657.32 | 375.6 | 556.2
|  |  |  | 2005-10-10 | 1064.13 | 974.12 | 649.05 | 354.27 | 556.2
|  |  |  | 2005-03-10 | 1064.34 | 973.76 | 648.86 | 376.91 | 556.2
|  |  |  | 26/09/05 | 1074.12 | 974.18 | 629.41 | 364.1 | 556.2
|  |  |  | 19/09/05 | 1073.24 | 973.81 | 640.31 | 366.49 | 556.2
|  |  |  | 2005-12-09 | 1092.89 | 975.44 | 613.33 | 318.73 | 556.2
|  |  |  | 2005-05-09 | 1099.32 | 981.25 | 628.61 | 339.15 | 530
|  |  |  | 29/08/05 | 1045.38 | 962.32 | 622.95 | 334.13 | 530
|  |  |  | 22/08/05 | 1034.27 | 950.57 | 605.46 | 325.85 | 530
|  |  |  | 15/08/05 | 1016.34 | 929.07 | 548.3 | 301.17 | 530
|  |  |  | 2005-08-08 | 1016.34 | 929.07 | 548.3 | 301.17 | 530
|  |  |  | 2005-01-08 | 1008.98 | 929.81 | 584.5 | 325.55 | 530
|  |  |  | 25/07/05 | 999.18 | 931.26 | 595.75 | 324.97 | 530
|  |  |  | 18/07/05 | 1000 | 934.97 | 599.92 | 323.59 | 530
|  |  |  | 2005-11-07 | 996.1 | 935.86 | 567.49 | 301.48 | 530
|  |  |  | 2005-04-07 | 980.95 | 923.13 | 581.34 | 320.8 | 530
|  |  |  | 27/06/05 | 981.58 | 916.35 | 579.24 | 310.04 | 530
|  |  |  | 20/06/05 | 965.09 | 909.13 | 564.87 | 301.58 | 530
|  |  |  | 13/06/05 | 946.39 | 889.05 | 510.78 | 283.1 | 530
|  |  |  | 2005-06-06 | 930.51 | 869.02 | 512.07 | 296.34 | 530
|  |  |  | 30/05/05 | 927.04 | 860.48 | 498.24 | 291.11 | 530
|  |  |  | 23/05/05 | 930.4 | 859.33 | 505.88 | 289.3 | 530
|  |  |  | 16/05/05 | 928.72 | 859.2 | 510.32 | 290.7 | 530
|  |  |  | 2005-09-05 | 935.08 | 869.57 | 487.44 | 251.68 | 530
|  |  |  | 2005-02-05 | 943.37 | 879.98 | 523.54 | 292.78 | 530
|  |  |  | 25/04/05 | 943.11 | 886 | 538.07 | 289.04 | 530
|  |  |  | 18/04/05 | 933.13 | 885.75 | 548.55 | 283.8 | 530
|  |  |  | 2005-11-04 | 922.63 | 877.55 | 532.58 | 257.24 | 530
|  |  |  | 2005-04-04 | 914.52 | 874.11 | 537.58 | 271.55 | 530
|  |  |  | 21/03/05 | 902.84 | 863.79 | 515.15 | 258.44 | 530
|  |  |  | 14/03/05 | 902.36 | 862.6 | 502.42 | 238.15 | 530
|  |  |  | 2005-07-03 | 902.43 | 858.72 | 475.35 | 238.71 | 530
|  |  |  | 28/02/05 | 888.52 | 838.65 | 465.36 | 235.35 | 530
|  |  |  | 21/02/05 | 884.58 | 820.01 | 459.62 | 234.31 | 530
|  |  |  | 14/02/05 | 883.57 | 816.4 | 464.4 | 223.01 | 530
|  |  |  | 2005-07-02 | 872.58 | 813.34 | 472.88 | 232.61 | 530
|  |  |  | 31/01/05 | 861.46 | 813.11 | 462.96 | 228.05 | 530
|  |  |  | 24/01/05 | 852.62 | 808.21 | 453.17 | 223.59 | 530
|  |  |  | 17/01/05 | 844.13 | 808.08 | 446.2 | 213.36 | 530
|  |  |  | 2005-10-01 | 840.6 | 807.47 | 447.74 | 193.56 | 530
|  |  |  | 2005-03-01 | 841.42 | 807.84 | 486.03 | 216.13 | 530

## fuels
fuel | co2_intensity | upstream_co2_intensity | Volker (kgCO2/GJ) | Volker (tonnes/MMBtu) | EIA (lbs/MMBtu)) | EIA (tonnes/MMBtu) | tonne/lbs | MMBtu/Gj | MMBtu/MWh
diesel | 0.07818 | 0 | 74.1 | 0.07818 | 161.3 | 0.073164 | 0.00045359 | 0.94782 | 3.412
fueloil | 0.081661 | 0 | 77.4 | 0.081661
gas | 0.059189 | 0 | 56.1 | 0.059189 | 117 | 0.05307
gas_ccs | 0 | 0
cable | 0.056272 | 0
biomass | 0 | 0
biogas | 0 | 0
biodiesel | 0 | 0
* adjust numbers with Matlab data (Marc)
** https://www.researchgate.net/publication/315644207_BIODIESEL_A_RENEWABLE_ALTERNATE_CLEAN_AND_ENVIRONMENT_FRIENDLY_FUEL_FOR_PETRODIESEL_ENGINES_A_REVIEW/download

## ev_bau_load
LOAD_ZONE | TIMEPOINT | ev_bau_mw
Menorca | 1
Menorca | 2
Menorca | 3
Menorca | 4
Menorca | 5
Menorca | 6
Menorca | 7
Menorca | 8
Menorca | 9
Menorca | 10
Menorca | 11
Menorca | 12
Menorca | 13
Menorca | 14
Menorca | 15
Menorca | 16
Menorca | 17
Menorca | 18
Menorca | 19
Menorca | 20
Menorca | 21
Menorca | 22
Menorca | 23
Menorca | 24
Menorca | 25
Menorca | 26
Menorca | 27
Menorca | 28
Menorca | 29
Menorca | 30
Menorca | 31
Menorca | 32
Menorca | 33
Menorca | 34
Menorca | 35
Menorca | 36
Menorca | 37
Menorca | 38
Menorca | 39
Menorca | 40
Menorca | 41
Menorca | 42
Menorca | 43
Menorca | 44
Menorca | 45
Menorca | 46
Menorca | 47
Menorca | 48
Menorca | 49
Menorca | 50
Menorca | 51
Menorca | 52
Menorca | 53
Menorca | 54
Menorca | 55
Menorca | 56
Menorca | 57
Menorca | 58
Menorca | 59
Menorca | 60
Menorca | 61
Menorca | 62
Menorca | 63
Menorca | 64
Menorca | 65
Menorca | 66
Menorca | 67
Menorca | 68
Menorca | 69
Menorca | 70
Menorca | 71
Menorca | 72
Menorca | 73
Menorca | 74
Menorca | 75
Menorca | 76
Menorca | 77
Menorca | 78
Menorca | 79
Menorca | 80
Menorca | 81
Menorca | 82
Menorca | 83
Menorca | 84
Menorca | 85
Menorca | 86
Menorca | 87
Menorca | 88
Menorca | 89
Menorca | 90
Menorca | 91
Menorca | 92
Menorca | 93
Menorca | 94
Menorca | 95
Menorca | 96
Menorca | 97
Menorca | 98
Menorca | 99
Menorca | 100
Menorca | 101
Menorca | 102
Menorca | 103
Menorca | 104
Menorca | 105
Menorca | 106
Menorca | 107
Menorca | 108
Menorca | 109
Menorca | 110
Menorca | 111
Menorca | 112
Menorca | 113
Menorca | 114
Menorca | 115
Menorca | 116
Menorca | 117
Menorca | 118
Menorca | 119
Menorca | 120
Menorca | 121
Menorca | 122
Menorca | 123
Menorca | 124
Menorca | 125
Menorca | 126
Menorca | 127
Menorca | 128
Menorca | 129
Menorca | 130
Menorca | 131
Menorca | 132
Menorca | 133
Menorca | 134
Menorca | 135
Menorca | 136
Menorca | 137
Menorca | 138
Menorca | 139
Menorca | 140
Menorca | 141
Menorca | 142
Menorca | 143
Menorca | 144
Menorca | 145
Menorca | 146
Menorca | 147
Menorca | 148
Menorca | 149
Menorca | 150
Menorca | 151
Menorca | 152
Menorca | 153
Menorca | 154
Menorca | 155
Menorca | 156
Menorca | 157
Menorca | 158
Menorca | 159
Menorca | 160
Menorca | 161
Menorca | 162
Menorca | 163
Menorca | 164
Menorca | 165
Menorca | 166
Menorca | 167
Menorca | 168
Menorca | 169
Menorca | 170
Menorca | 171
Menorca | 172
Menorca | 173
Menorca | 174
Menorca | 175
Menorca | 176
Menorca | 177
Menorca | 178
Menorca | 179
Menorca | 180
Menorca | 181
Menorca | 182
Menorca | 183
Menorca | 184
Menorca | 185
Menorca | 186
Menorca | 187
Menorca | 188
Menorca | 189
Menorca | 190
Menorca | 191
Menorca | 192
Menorca | 193
Menorca | 194
Menorca | 195
Menorca | 196
Menorca | 197
Menorca | 198
Menorca | 199
Menorca | 200
Menorca | 201
Menorca | 202
Menorca | 203
Menorca | 204
Menorca | 205
Menorca | 206
Menorca | 207
Menorca | 208
Menorca | 209
Menorca | 210
Menorca | 211
Menorca | 212
Menorca | 213
Menorca | 214
Menorca | 215
Menorca | 216
Menorca | 217
Menorca | 218
Menorca | 219
Menorca | 220
Menorca | 221
Menorca | 222
Menorca | 223
Menorca | 224
Menorca | 225
Menorca | 226
Menorca | 227
Menorca | 228
Menorca | 229
Menorca | 230
Menorca | 231
Menorca | 232
Menorca | 233
Menorca | 234
Menorca | 235
Menorca | 236
Menorca | 237
Menorca | 238
Menorca | 239
Menorca | 240
Menorca | 241
Menorca | 242
Menorca | 243
Menorca | 244
Menorca | 245
Menorca | 246
Menorca | 247
Menorca | 248
Menorca | 249
Menorca | 250
Menorca | 251
Menorca | 252
Menorca | 253
Menorca | 254
Menorca | 255
Menorca | 256
Menorca | 257
Menorca | 258
Menorca | 259
Menorca | 260
Menorca | 261
Menorca | 262
Menorca | 263
Menorca | 264
Menorca | 265
Menorca | 266
Menorca | 267
Menorca | 268
Menorca | 269
Menorca | 270
Menorca | 271
Menorca | 272
Menorca | 273
Menorca | 274
Menorca | 275
Menorca | 276
Menorca | 277
Menorca | 278
Menorca | 279
Menorca | 280
Menorca | 281
Menorca | 282
Menorca | 283
Menorca | 284
Menorca | 285
Menorca | 286
Menorca | 287
Menorca | 288
Menorca | 289
Menorca | 290
Menorca | 291
Menorca | 292
Menorca | 293
Menorca | 294
Menorca | 295
Menorca | 296
Menorca | 297
Menorca | 298
Menorca | 299
Menorca | 300
Menorca | 301
Menorca | 302
Menorca | 303
Menorca | 304
Menorca | 305
Menorca | 306
Menorca | 307
Menorca | 308
Menorca | 309
Menorca | 310
Menorca | 311
Menorca | 312
Menorca | 313
Menorca | 314
Menorca | 315
Menorca | 316
Menorca | 317
Menorca | 318
Menorca | 319
Menorca | 320
Menorca | 321
Menorca | 322
Menorca | 323
Menorca | 324
Menorca | 325
Menorca | 326
Menorca | 327
Menorca | 328
Menorca | 329
Menorca | 330
Menorca | 331
Menorca | 332
Menorca | 333
Menorca | 334
Menorca | 335
Menorca | 336
Menorca | 337
Menorca | 338
Menorca | 339
Menorca | 340
Menorca | 341
Menorca | 342
Menorca | 343
Menorca | 344
Menorca | 345
Menorca | 346
Menorca | 347
Menorca | 348
Menorca | 349
Menorca | 350
Menorca | 351
Menorca | 352
Menorca | 353
Menorca | 354
Menorca | 355
Menorca | 356
Menorca | 357
Menorca | 358
Menorca | 359
Menorca | 360
Menorca | 361
Menorca | 362
Menorca | 363
Menorca | 364
Menorca | 365
Menorca | 366
Menorca | 367
Menorca | 368
Menorca | 369
Menorca | 370
Menorca | 371
Menorca | 372
Menorca | 373
Menorca | 374
Menorca | 375
Menorca | 376
Menorca | 377
Menorca | 378
Menorca | 379
Menorca | 380
Menorca | 381
Menorca | 382
Menorca | 383
Menorca | 384
Menorca | 385
Menorca | 386
Menorca | 387
Menorca | 388
Menorca | 389
Menorca | 390
Menorca | 391
Menorca | 392
Menorca | 393
Menorca | 394
Menorca | 395
Menorca | 396
Menorca | 397
Menorca | 398
Menorca | 399
Menorca | 400
Menorca | 401
Menorca | 402
Menorca | 403
Menorca | 404
Menorca | 405
Menorca | 406
Menorca | 407
Menorca | 408
Menorca | 409
Menorca | 410
Menorca | 411
Menorca | 412
Menorca | 413
Menorca | 414
Menorca | 415
Menorca | 416
Menorca | 417
Menorca | 418
Menorca | 419
Menorca | 420
Menorca | 421
Menorca | 422
Menorca | 423
Menorca | 424
Menorca | 425
Menorca | 426
Menorca | 427
Menorca | 428
Menorca | 429
Menorca | 430
Menorca | 431
Menorca | 432
Menorca | 433
Menorca | 434
Menorca | 435
Menorca | 436
Menorca | 437
Menorca | 438
Menorca | 439
Menorca | 440
Menorca | 441
Menorca | 442
Menorca | 443
Menorca | 444
Menorca | 445
Menorca | 446
Menorca | 447
Menorca | 448
Menorca | 449
Menorca | 450
Menorca | 451
Menorca | 452
Menorca | 453
Menorca | 454
Menorca | 455
Menorca | 456
Menorca | 457
Menorca | 458
Menorca | 459
Menorca | 460
Menorca | 461
Menorca | 462
Menorca | 463
Menorca | 464
Menorca | 465
Menorca | 466
Menorca | 467
Menorca | 468
Menorca | 469
Menorca | 470
Menorca | 471
Menorca | 472
Menorca | 473
Menorca | 474
Menorca | 475
Menorca | 476
Menorca | 477
Menorca | 478
Menorca | 479
Menorca | 480
Menorca | 481
Menorca | 482
Menorca | 483
Menorca | 484
Menorca | 485
Menorca | 486
Menorca | 487
Menorca | 488
Menorca | 489
Menorca | 490
Menorca | 491
Menorca | 492
Menorca | 493
Menorca | 494
Menorca | 495
Menorca | 496
Menorca | 497
Menorca | 498
Menorca | 499
Menorca | 500
Menorca | 501
Menorca | 502
Menorca | 503
Menorca | 504
Menorca | 505
Menorca | 506
Menorca | 507
Menorca | 508
Menorca | 509
Menorca | 510
Menorca | 511
Menorca | 512
Menorca | 513
Menorca | 514
Menorca | 515
Menorca | 516
Menorca | 517
Menorca | 518
Menorca | 519
Menorca | 520
Menorca | 521
Menorca | 522
Menorca | 523
Menorca | 524
Menorca | 525
Menorca | 526
Menorca | 527
Menorca | 528
Menorca | 529
Menorca | 530
Menorca | 531
Menorca | 532
Menorca | 533
Menorca | 534
Menorca | 535
Menorca | 536
Menorca | 537
Menorca | 538
Menorca | 539
Menorca | 540
Menorca | 541
Menorca | 542
Menorca | 543
Menorca | 544
Menorca | 545
Menorca | 546
Menorca | 547
Menorca | 548
Menorca | 549
Menorca | 550
Menorca | 551
Menorca | 552
Menorca | 553
Menorca | 554
Menorca | 555
Menorca | 556
Menorca | 557
Menorca | 558
Menorca | 559
Menorca | 560
Menorca | 561
Menorca | 562
Menorca | 563
Menorca | 564
Menorca | 565
Menorca | 566
Menorca | 567
Menorca | 568
Menorca | 569
Menorca | 570
Menorca | 571
Menorca | 572
Menorca | 573
Menorca | 574
Menorca | 575
Menorca | 576
Menorca | 577
Menorca | 578
Menorca | 579
Menorca | 580
Menorca | 581
Menorca | 582
Menorca | 583
Menorca | 584
Menorca | 585
Menorca | 586
Menorca | 587
Menorca | 588
Menorca | 589
Menorca | 590
Menorca | 591
Menorca | 592
Menorca | 593
Menorca | 594
Menorca | 595
Menorca | 596
Menorca | 597
Menorca | 598
Menorca | 599
Menorca | 600
Menorca | 601
Menorca | 602
Menorca | 603
Menorca | 604
Menorca | 605
Menorca | 606
Menorca | 607
Menorca | 608
Menorca | 609
Menorca | 610
Menorca | 611
Menorca | 612
Menorca | 613
Menorca | 614
Menorca | 615
Menorca | 616
Menorca | 617
Menorca | 618
Menorca | 619
Menorca | 620
Menorca | 621
Menorca | 622
Menorca | 623
Menorca | 624
Menorca | 625
Menorca | 626
Menorca | 627
Menorca | 628
Menorca | 629
Menorca | 630
Menorca | 631
Menorca | 632
Menorca | 633
Menorca | 634
Menorca | 635
Menorca | 636
Menorca | 637
Menorca | 638
Menorca | 639
Menorca | 640
Menorca | 641
Menorca | 642
Menorca | 643
Menorca | 644
Menorca | 645
Menorca | 646
Menorca | 647
Menorca | 648
Menorca | 649
Menorca | 650
Menorca | 651
Menorca | 652
Menorca | 653
Menorca | 654
Menorca | 655
Menorca | 656
Menorca | 657
Menorca | 658
Menorca | 659
Menorca | 660
Menorca | 661
Menorca | 662
Menorca | 663
Menorca | 664
Menorca | 665
Menorca | 666
Menorca | 667
Menorca | 668
Menorca | 669
Menorca | 670
Menorca | 671
Menorca | 672
Menorca | 673
Menorca | 674
Menorca | 675
Menorca | 676
Menorca | 677
Menorca | 678
Menorca | 679
Menorca | 680
Menorca | 681
Menorca | 682
Menorca | 683
Menorca | 684
Menorca | 685
Menorca | 686
Menorca | 687
Menorca | 688
Menorca | 689
Menorca | 690
Menorca | 691
Menorca | 692
Menorca | 693
Menorca | 694
Menorca | 695
Menorca | 696
Menorca | 697
Menorca | 698
Menorca | 699
Menorca | 700
Menorca | 701
Menorca | 702
Menorca | 703
Menorca | 704
Menorca | 705
Menorca | 706
Menorca | 707
Menorca | 708
Menorca | 709
Menorca | 710
Menorca | 711
Menorca | 712
Menorca | 713
Menorca | 714
Menorca | 715
Menorca | 716
Menorca | 717
Menorca | 718
Menorca | 719
Menorca | 720
Menorca | 721
Menorca | 722
Menorca | 723
Menorca | 724
Menorca | 725
Menorca | 726
Menorca | 727
Menorca | 728
Menorca | 729
Menorca | 730
Menorca | 731
Menorca | 732
Menorca | 733
Menorca | 734
Menorca | 735
Menorca | 736
Menorca | 737
Menorca | 738
Menorca | 739
Menorca | 740
Menorca | 741
Menorca | 742
Menorca | 743
Menorca | 744
Menorca | 745
Menorca | 746
Menorca | 747
Menorca | 748
Menorca | 749
Menorca | 750
Menorca | 751
Menorca | 752
Menorca | 753
Menorca | 754
Menorca | 755
Menorca | 756
Menorca | 757
Menorca | 758
Menorca | 759
Menorca | 760
Menorca | 761
Menorca | 762
Menorca | 763
Menorca | 764
Menorca | 765
Menorca | 766
Menorca | 767
Menorca | 768
Menorca | 769
Menorca | 770
Menorca | 771
Menorca | 772
Menorca | 773
Menorca | 774
Menorca | 775
Menorca | 776
Menorca | 777
Menorca | 778
Menorca | 779
Menorca | 780
Menorca | 781
Menorca | 782
Menorca | 783
Menorca | 784
Menorca | 785
Menorca | 786
Menorca | 787
Menorca | 788
Menorca | 789
Menorca | 790
Menorca | 791
Menorca | 792
Menorca | 793
Menorca | 794
Menorca | 795
Menorca | 796
Menorca | 797
Menorca | 798
Menorca | 799
Menorca | 800
Menorca | 801
Menorca | 802
Menorca | 803
Menorca | 804
Menorca | 805
Menorca | 806
Menorca | 807
Menorca | 808
Menorca | 809
Menorca | 810
Menorca | 811
Menorca | 812
Menorca | 813
Menorca | 814
Menorca | 815
Menorca | 816
Menorca | 817
Menorca | 818
Menorca | 819
Menorca | 820
Menorca | 821
Menorca | 822
Menorca | 823
Menorca | 824
Menorca | 825
Menorca | 826
Menorca | 827
Menorca | 828
Menorca | 829
Menorca | 830
Menorca | 831
Menorca | 832
Menorca | 833
Menorca | 834
Menorca | 835
Menorca | 836
Menorca | 837
Menorca | 838
Menorca | 839
Menorca | 840
Menorca | 841
Menorca | 842
Menorca | 843
Menorca | 844
Menorca | 845
Menorca | 846
Menorca | 847
Menorca | 848
Menorca | 849
Menorca | 850
Menorca | 851
Menorca | 852
Menorca | 853
Menorca | 854
Menorca | 855
Menorca | 856
Menorca | 857
Menorca | 858
Menorca | 859
Menorca | 860
Menorca | 861
Menorca | 862
Menorca | 863
Menorca | 864
Menorca | 865
Menorca | 866
Menorca | 867
Menorca | 868
Menorca | 869
Menorca | 870
Menorca | 871
Menorca | 872
Menorca | 873
Menorca | 874
Menorca | 875
Menorca | 876
Menorca | 877
Menorca | 878
Menorca | 879
Menorca | 880
Menorca | 881
Menorca | 882
Menorca | 883
Menorca | 884
Menorca | 885
Menorca | 886
Menorca | 887
Menorca | 888
Menorca | 889
Menorca | 890
Menorca | 891
Menorca | 892
Menorca | 893
Menorca | 894
Menorca | 895
Menorca | 896
Menorca | 897
Menorca | 898
Menorca | 899
Menorca | 900
Menorca | 901
Menorca | 902
Menorca | 903
Menorca | 904
Menorca | 905
Menorca | 906
Menorca | 907
Menorca | 908
Menorca | 909
Menorca | 910
Menorca | 911
Menorca | 912
Menorca | 913
Menorca | 914
Menorca | 915
Menorca | 916
Menorca | 917
Menorca | 918
Menorca | 919
Menorca | 920
Menorca | 921
Menorca | 922
Menorca | 923
Menorca | 924
Menorca | 925
Menorca | 926
Menorca | 927
Menorca | 928
Menorca | 929
Menorca | 930
Menorca | 931
Menorca | 932
Menorca | 933
Menorca | 934
Menorca | 935
Menorca | 936
Menorca | 937
Menorca | 938
Menorca | 939
Menorca | 940
Menorca | 941
Menorca | 942
Menorca | 943
Menorca | 944
Menorca | 945
Menorca | 946
Menorca | 947
Menorca | 948
Menorca | 949
Menorca | 950
Menorca | 951
Menorca | 952
Menorca | 953
Menorca | 954
Menorca | 955
Menorca | 956
Menorca | 957
Menorca | 958
Menorca | 959
Menorca | 960
Menorca | 961
Menorca | 962
Menorca | 963
Menorca | 964
Menorca | 965
Menorca | 966
Menorca | 967
Menorca | 968
Menorca | 969
Menorca | 970
Menorca | 971
Menorca | 972
Menorca | 973
Menorca | 974
Menorca | 975
Menorca | 976
Menorca | 977
Menorca | 978
Menorca | 979
Menorca | 980
Menorca | 981
Menorca | 982
Menorca | 983
Menorca | 984
Menorca | 985
Menorca | 986
Menorca | 987
Menorca | 988
Menorca | 989
Menorca | 990
Menorca | 991
Menorca | 992
Menorca | 993
Menorca | 994
Menorca | 995
Menorca | 996
Menorca | 997
Menorca | 998
Menorca | 999
Menorca | 1000
Menorca | 1001
Menorca | 1002
Menorca | 1003
Menorca | 1004
Menorca | 1005
Menorca | 1006
Menorca | 1007
Menorca | 1008
Menorca | 1009
Menorca | 1010
Menorca | 1011
Menorca | 1012
Menorca | 1013
Menorca | 1014
Menorca | 1015
Menorca | 1016
Menorca | 1017
Menorca | 1018
Menorca | 1019
Menorca | 1020
Menorca | 1021
Menorca | 1022
Menorca | 1023
Menorca | 1024
Menorca | 1025
Menorca | 1026
Menorca | 1027
Menorca | 1028
Menorca | 1029
Menorca | 1030
Menorca | 1031
Menorca | 1032
Menorca | 1033
Menorca | 1034
Menorca | 1035
Menorca | 1036
Menorca | 1037
Menorca | 1038
Menorca | 1039
Menorca | 1040
Menorca | 1041
Menorca | 1042
Menorca | 1043
Menorca | 1044
Menorca | 1045
Menorca | 1046
Menorca | 1047
Menorca | 1048
Menorca | 1049
Menorca | 1050
Menorca | 1051
Menorca | 1052
Menorca | 1053
Menorca | 1054
Menorca | 1055
Menorca | 1056
Menorca | 1057
Menorca | 1058
Menorca | 1059
Menorca | 1060
Menorca | 1061
Menorca | 1062
Menorca | 1063
Menorca | 1064
Menorca | 1065
Menorca | 1066
Menorca | 1067
Menorca | 1068
Menorca | 1069
Menorca | 1070
Menorca | 1071
Menorca | 1072
Menorca | 1073
Menorca | 1074
Menorca | 1075
Menorca | 1076
Menorca | 1077
Menorca | 1078
Menorca | 1079
Menorca | 1080
Menorca | 1081
Menorca | 1082
Menorca | 1083
Menorca | 1084
Menorca | 1085
Menorca | 1086
Menorca | 1087
Menorca | 1088
Menorca | 1089
Menorca | 1090
Menorca | 1091
Menorca | 1092
Menorca | 1093
Menorca | 1094
Menorca | 1095
Menorca | 1096
Menorca | 1097
Menorca | 1098
Menorca | 1099
Menorca | 1100
Menorca | 1101
Menorca | 1102
Menorca | 1103
Menorca | 1104
Menorca | 1105
Menorca | 1106
Menorca | 1107
Menorca | 1108
Menorca | 1109
Menorca | 1110
Menorca | 1111
Menorca | 1112
Menorca | 1113
Menorca | 1114
Menorca | 1115
Menorca | 1116
Menorca | 1117
Menorca | 1118
Menorca | 1119
Menorca | 1120
Menorca | 1121
Menorca | 1122
Menorca | 1123
Menorca | 1124
Menorca | 1125
Menorca | 1126
Menorca | 1127
Menorca | 1128
Menorca | 1129
Menorca | 1130
Menorca | 1131
Menorca | 1132
Menorca | 1133
Menorca | 1134
Menorca | 1135
Menorca | 1136
Menorca | 1137
Menorca | 1138
Menorca | 1139
Menorca | 1140
Menorca | 1141
Menorca | 1142
Menorca | 1143
Menorca | 1144
Menorca | 1145
Menorca | 1146
Menorca | 1147
Menorca | 1148
Menorca | 1149
Menorca | 1150
Menorca | 1151
Menorca | 1152
Menorca | 1153
Menorca | 1154
Menorca | 1155
Menorca | 1156
Menorca | 1157
Menorca | 1158
Menorca | 1159
Menorca | 1160
Menorca | 1161
Menorca | 1162
Menorca | 1163
Menorca | 1164
Menorca | 1165
Menorca | 1166
Menorca | 1167
Menorca | 1168
Menorca | 1169
Menorca | 1170
Menorca | 1171
Menorca | 1172
Menorca | 1173
Menorca | 1174
Menorca | 1175
Menorca | 1176
Menorca | 1177
Menorca | 1178
Menorca | 1179
Menorca | 1180
Menorca | 1181
Menorca | 1182
Menorca | 1183
Menorca | 1184
Menorca | 1185
Menorca | 1186
Menorca | 1187
Menorca | 1188
Menorca | 1189
Menorca | 1190
Menorca | 1191
Menorca | 1192
Menorca | 1193
Menorca | 1194
Menorca | 1195
Menorca | 1196
Menorca | 1197
Menorca | 1198
Menorca | 1199
Menorca | 1200
Menorca | 1201
Menorca | 1202
Menorca | 1203
Menorca | 1204
Menorca | 1205
Menorca | 1206
Menorca | 1207
Menorca | 1208
Menorca | 1209
Menorca | 1210
Menorca | 1211
Menorca | 1212
Menorca | 1213
Menorca | 1214
Menorca | 1215
Menorca | 1216
Menorca | 1217
Menorca | 1218
Menorca | 1219
Menorca | 1220
Menorca | 1221
Menorca | 1222
Menorca | 1223
Menorca | 1224
Menorca | 1225
Menorca | 1226
Menorca | 1227
Menorca | 1228
Menorca | 1229
Menorca | 1230
Menorca | 1231
Menorca | 1232
Menorca | 1233
Menorca | 1234
Menorca | 1235
Menorca | 1236
Menorca | 1237
Menorca | 1238
Menorca | 1239
Menorca | 1240
Menorca | 1241
Menorca | 1242
Menorca | 1243
Menorca | 1244
Menorca | 1245
Menorca | 1246
Menorca | 1247
Menorca | 1248
Menorca | 1249
Menorca | 1250
Menorca | 1251
Menorca | 1252
Menorca | 1253
Menorca | 1254
Menorca | 1255
Menorca | 1256
Menorca | 1257
Menorca | 1258
Menorca | 1259
Menorca | 1260
Menorca | 1261
Menorca | 1262
Menorca | 1263
Menorca | 1264
Menorca | 1265
Menorca | 1266
Menorca | 1267
Menorca | 1268
Menorca | 1269
Menorca | 1270
Menorca | 1271
Menorca | 1272
Menorca | 1273
Menorca | 1274
Menorca | 1275
Menorca | 1276
Menorca | 1277
Menorca | 1278
Menorca | 1279
Menorca | 1280
Menorca | 1281
Menorca | 1282
Menorca | 1283
Menorca | 1284
Menorca | 1285
Menorca | 1286
Menorca | 1287
Menorca | 1288
Menorca | 1289
Menorca | 1290
Menorca | 1291
Menorca | 1292
Menorca | 1293
Menorca | 1294
Menorca | 1295
Menorca | 1296
Menorca | 1297
Menorca | 1298
Menorca | 1299
Menorca | 1300
Menorca | 1301
Menorca | 1302
Menorca | 1303
Menorca | 1304
Menorca | 1305
Menorca | 1306
Menorca | 1307
Menorca | 1308
Menorca | 1309
Menorca | 1310
Menorca | 1311
Menorca | 1312
Menorca | 1313
Menorca | 1314
Menorca | 1315
Menorca | 1316
Menorca | 1317
Menorca | 1318
Menorca | 1319
Menorca | 1320
Menorca | 1321
Menorca | 1322
Menorca | 1323
Menorca | 1324
Menorca | 1325
Menorca | 1326
Menorca | 1327
Menorca | 1328
Menorca | 1329
Menorca | 1330
Menorca | 1331
Menorca | 1332
Menorca | 1333
Menorca | 1334
Menorca | 1335
Menorca | 1336
Menorca | 1337
Menorca | 1338
Menorca | 1339
Menorca | 1340
Menorca | 1341
Menorca | 1342
Menorca | 1343
Menorca | 1344
Menorca | 1345
Menorca | 1346
Menorca | 1347
Menorca | 1348
Menorca | 1349
Menorca | 1350
Menorca | 1351
Menorca | 1352
Menorca | 1353
Menorca | 1354
Menorca | 1355
Menorca | 1356
Menorca | 1357
Menorca | 1358
Menorca | 1359
Menorca | 1360
Menorca | 1361
Menorca | 1362
Menorca | 1363
Menorca | 1364
Menorca | 1365
Menorca | 1366
Menorca | 1367
Menorca | 1368
Menorca | 1369
Menorca | 1370
Menorca | 1371
Menorca | 1372
Menorca | 1373
Menorca | 1374
Menorca | 1375
Menorca | 1376
Menorca | 1377
Menorca | 1378
Menorca | 1379
Menorca | 1380
Menorca | 1381
Menorca | 1382
Menorca | 1383
Menorca | 1384
Menorca | 1385
Menorca | 1386
Menorca | 1387
Menorca | 1388
Menorca | 1389
Menorca | 1390
Menorca | 1391
Menorca | 1392
Menorca | 1393
Menorca | 1394
Menorca | 1395
Menorca | 1396
Menorca | 1397
Menorca | 1398
Menorca | 1399
Menorca | 1400
Menorca | 1401
Menorca | 1402
Menorca | 1403
Menorca | 1404
Menorca | 1405
Menorca | 1406
Menorca | 1407
Menorca | 1408
Menorca | 1409
Menorca | 1410
Menorca | 1411
Menorca | 1412
Menorca | 1413
Menorca | 1414
Menorca | 1415
Menorca | 1416
Menorca | 1417
Menorca | 1418
Menorca | 1419
Menorca | 1420
Menorca | 1421
Menorca | 1422
Menorca | 1423
Menorca | 1424
Menorca | 1425
Menorca | 1426
Menorca | 1427
Menorca | 1428
Menorca | 1429
Menorca | 1430
Menorca | 1431
Menorca | 1432
Menorca | 1433
Menorca | 1434
Menorca | 1435
Menorca | 1436
Menorca | 1437
Menorca | 1438
Menorca | 1439
Menorca | 1440
Menorca | 1441
Menorca | 1442
Menorca | 1443
Menorca | 1444
Menorca | 1445
Menorca | 1446
Menorca | 1447
Menorca | 1448
Menorca | 1449
Menorca | 1450
Menorca | 1451
Menorca | 1452
Menorca | 1453
Menorca | 1454
Menorca | 1455
Menorca | 1456
Menorca | 1457
Menorca | 1458
Menorca | 1459
Menorca | 1460
Menorca | 1461
Menorca | 1462
Menorca | 1463
Menorca | 1464
Menorca | 1465
Menorca | 1466
Menorca | 1467
Menorca | 1468
Menorca | 1469
Menorca | 1470
Menorca | 1471
Menorca | 1472
Menorca | 1473
Menorca | 1474
Menorca | 1475
Menorca | 1476
Menorca | 1477
Menorca | 1478
Menorca | 1479
Menorca | 1480
Menorca | 1481
Menorca | 1482
Menorca | 1483
Menorca | 1484
Menorca | 1485
Menorca | 1486
Menorca | 1487
Menorca | 1488
Menorca | 1489
Menorca | 1490
Menorca | 1491
Menorca | 1492
Menorca | 1493
Menorca | 1494
Menorca | 1495
Menorca | 1496
Menorca | 1497
Menorca | 1498
Menorca | 1499
Menorca | 1500
Menorca | 1501
Menorca | 1502
Menorca | 1503
Menorca | 1504
Menorca | 1505
Menorca | 1506
Menorca | 1507
Menorca | 1508
Menorca | 1509
Menorca | 1510
Menorca | 1511
Menorca | 1512
Menorca | 1513
Menorca | 1514
Menorca | 1515
Menorca | 1516
Menorca | 1517
Menorca | 1518
Menorca | 1519
Menorca | 1520
Menorca | 1521
Menorca | 1522
Menorca | 1523
Menorca | 1524
Menorca | 1525
Menorca | 1526
Menorca | 1527
Menorca | 1528
Menorca | 1529
Menorca | 1530
Menorca | 1531
Menorca | 1532
Menorca | 1533
Menorca | 1534
Menorca | 1535
Menorca | 1536
Menorca | 1537
Menorca | 1538
Menorca | 1539
Menorca | 1540
Menorca | 1541
Menorca | 1542
Menorca | 1543
Menorca | 1544
Menorca | 1545
Menorca | 1546
Menorca | 1547
Menorca | 1548
Menorca | 1549
Menorca | 1550
Menorca | 1551
Menorca | 1552
Menorca | 1553
Menorca | 1554
Menorca | 1555
Menorca | 1556
Menorca | 1557
Menorca | 1558
Menorca | 1559
Menorca | 1560
Menorca | 1561
Menorca | 1562
Menorca | 1563
Menorca | 1564
Menorca | 1565
Menorca | 1566
Menorca | 1567
Menorca | 1568
Menorca | 1569
Menorca | 1570
Menorca | 1571
Menorca | 1572
Menorca | 1573
Menorca | 1574
Menorca | 1575
Menorca | 1576
Menorca | 1577
Menorca | 1578
Menorca | 1579
Menorca | 1580
Menorca | 1581
Menorca | 1582
Menorca | 1583
Menorca | 1584
Menorca | 1585
Menorca | 1586
Menorca | 1587
Menorca | 1588
Menorca | 1589
Menorca | 1590
Menorca | 1591
Menorca | 1592
Menorca | 1593
Menorca | 1594
Menorca | 1595
Menorca | 1596
Menorca | 1597
Menorca | 1598
Menorca | 1599
Menorca | 1600
Menorca | 1601
Menorca | 1602
Menorca | 1603
Menorca | 1604
Menorca | 1605
Menorca | 1606
Menorca | 1607
Menorca | 1608
Menorca | 1609
Menorca | 1610
Menorca | 1611
Menorca | 1612
Menorca | 1613
Menorca | 1614
Menorca | 1615
Menorca | 1616
Menorca | 1617
Menorca | 1618
Menorca | 1619
Menorca | 1620
Menorca | 1621
Menorca | 1622
Menorca | 1623
Menorca | 1624
Menorca | 1625
Menorca | 1626
Menorca | 1627
Menorca | 1628
Menorca | 1629
Menorca | 1630
Menorca | 1631
Menorca | 1632
Menorca | 1633
Menorca | 1634
Menorca | 1635
Menorca | 1636
Menorca | 1637
Menorca | 1638
Menorca | 1639
Menorca | 1640
Menorca | 1641
Menorca | 1642
Menorca | 1643
Menorca | 1644
Menorca | 1645
Menorca | 1646
Menorca | 1647
Menorca | 1648
Menorca | 1649
Menorca | 1650
Menorca | 1651
Menorca | 1652
Menorca | 1653
Menorca | 1654
Menorca | 1655
Menorca | 1656
Menorca | 1657
Menorca | 1658
Menorca | 1659
Menorca | 1660
Menorca | 1661
Menorca | 1662
Menorca | 1663
Menorca | 1664
Menorca | 1665
Menorca | 1666
Menorca | 1667
Menorca | 1668
Menorca | 1669
Menorca | 1670
Menorca | 1671
Menorca | 1672
Menorca | 1673
Menorca | 1674
Menorca | 1675
Menorca | 1676
Menorca | 1677
Menorca | 1678
Menorca | 1679
Menorca | 1680
Menorca | 1681
Menorca | 1682
Menorca | 1683
Menorca | 1684
Menorca | 1685
Menorca | 1686
Menorca | 1687
Menorca | 1688
Menorca | 1689
Menorca | 1690
Menorca | 1691
Menorca | 1692
Menorca | 1693
Menorca | 1694
Menorca | 1695
Menorca | 1696
Menorca | 1697
Menorca | 1698
Menorca | 1699
Menorca | 1700
Menorca | 1701
Menorca | 1702
Menorca | 1703
Menorca | 1704
Menorca | 1705
Menorca | 1706
Menorca | 1707
Menorca | 1708
Menorca | 1709
Menorca | 1710
Menorca | 1711
Menorca | 1712
Menorca | 1713
Menorca | 1714
Menorca | 1715
Menorca | 1716
Menorca | 1717
Menorca | 1718
Menorca | 1719
Menorca | 1720
Menorca | 1721
Menorca | 1722
Menorca | 1723
Menorca | 1724
Menorca | 1725
Menorca | 1726
Menorca | 1727
Menorca | 1728
Menorca | 1729
Menorca | 1730
Menorca | 1731
Menorca | 1732
Menorca | 1733
Menorca | 1734
Menorca | 1735
Menorca | 1736
Menorca | 1737
Menorca | 1738
Menorca | 1739
Menorca | 1740
Menorca | 1741
Menorca | 1742
Menorca | 1743
Menorca | 1744
Menorca | 1745
Menorca | 1746
Menorca | 1747
Menorca | 1748
Menorca | 1749
Menorca | 1750
Menorca | 1751
Menorca | 1752
Menorca | 1753
Menorca | 1754
Menorca | 1755
Menorca | 1756
Menorca | 1757
Menorca | 1758
Menorca | 1759
Menorca | 1760
Menorca | 1761
Menorca | 1762
Menorca | 1763
Menorca | 1764
Menorca | 1765
Menorca | 1766
Menorca | 1767
Menorca | 1768
Menorca | 1769
Menorca | 1770
Menorca | 1771
Menorca | 1772
Menorca | 1773
Menorca | 1774
Menorca | 1775
Menorca | 1776
Menorca | 1777
Menorca | 1778
Menorca | 1779
Menorca | 1780
Menorca | 1781
Menorca | 1782
Menorca | 1783
Menorca | 1784
Menorca | 1785
Menorca | 1786
Menorca | 1787
Menorca | 1788
Menorca | 1789
Menorca | 1790
Menorca | 1791
Menorca | 1792
Menorca | 1793
Menorca | 1794
Menorca | 1795
Menorca | 1796
Menorca | 1797
Menorca | 1798
Menorca | 1799
Menorca | 1800
Menorca | 1801
Menorca | 1802
Menorca | 1803
Menorca | 1804
Menorca | 1805
Menorca | 1806
Menorca | 1807
Menorca | 1808
Menorca | 1809
Menorca | 1810
Menorca | 1811
Menorca | 1812
Menorca | 1813
Menorca | 1814
Menorca | 1815
Menorca | 1816
Menorca | 1817
Menorca | 1818
Menorca | 1819
Menorca | 1820
Menorca | 1821
Menorca | 1822
Menorca | 1823
Menorca | 1824
Menorca | 1825
Menorca | 1826
Menorca | 1827
Menorca | 1828
Menorca | 1829
Menorca | 1830
Menorca | 1831
Menorca | 1832
Menorca | 1833
Menorca | 1834
Menorca | 1835
Menorca | 1836
Menorca | 1837
Menorca | 1838
Menorca | 1839
Menorca | 1840
Menorca | 1841
Menorca | 1842
Menorca | 1843
Menorca | 1844
Menorca | 1845
Menorca | 1846
Menorca | 1847
Menorca | 1848
Menorca | 1849
Menorca | 1850
Menorca | 1851
Menorca | 1852
Menorca | 1853
Menorca | 1854
Menorca | 1855
Menorca | 1856
Menorca | 1857
Menorca | 1858
Menorca | 1859
Menorca | 1860
Menorca | 1861
Menorca | 1862
Menorca | 1863
Menorca | 1864
Menorca | 1865
Menorca | 1866
Menorca | 1867
Menorca | 1868
Menorca | 1869
Menorca | 1870
Menorca | 1871
Menorca | 1872
Menorca | 1873
Menorca | 1874
Menorca | 1875
Menorca | 1876
Menorca | 1877
Menorca | 1878
Menorca | 1879
Menorca | 1880
Menorca | 1881
Menorca | 1882
Menorca | 1883
Menorca | 1884
Menorca | 1885
Menorca | 1886
Menorca | 1887
Menorca | 1888
Menorca | 1889
Menorca | 1890
Menorca | 1891
Menorca | 1892
Menorca | 1893
Menorca | 1894
Menorca | 1895
Menorca | 1896
Menorca | 1897
Menorca | 1898
Menorca | 1899
Menorca | 1900
Menorca | 1901
Menorca | 1902
Menorca | 1903
Menorca | 1904
Menorca | 1905
Menorca | 1906
Menorca | 1907
Menorca | 1908
Menorca | 1909
Menorca | 1910
Menorca | 1911
Menorca | 1912
Menorca | 1913
Menorca | 1914
Menorca | 1915
Menorca | 1916
Menorca | 1917
Menorca | 1918
Menorca | 1919
Menorca | 1920
Menorca | 1921
Menorca | 1922
Menorca | 1923
Menorca | 1924
Menorca | 1925
Menorca | 1926
Menorca | 1927
Menorca | 1928
Menorca | 1929
Menorca | 1930
Menorca | 1931
Menorca | 1932
Menorca | 1933
Menorca | 1934
Menorca | 1935
Menorca | 1936
Menorca | 1937
Menorca | 1938
Menorca | 1939
Menorca | 1940
Menorca | 1941
Menorca | 1942
Menorca | 1943
Menorca | 1944
Menorca | 1945
Menorca | 1946
Menorca | 1947
Menorca | 1948
Menorca | 1949
Menorca | 1950
Menorca | 1951
Menorca | 1952
Menorca | 1953
Menorca | 1954
Menorca | 1955
Menorca | 1956
Menorca | 1957
Menorca | 1958
Menorca | 1959
Menorca | 1960
Menorca | 1961
Menorca | 1962
Menorca | 1963
Menorca | 1964
Menorca | 1965
Menorca | 1966
Menorca | 1967
Menorca | 1968
Menorca | 1969
Menorca | 1970
Menorca | 1971
Menorca | 1972
Menorca | 1973
Menorca | 1974
Menorca | 1975
Menorca | 1976
Menorca | 1977
Menorca | 1978
Menorca | 1979
Menorca | 1980
Menorca | 1981
Menorca | 1982
Menorca | 1983
Menorca | 1984
Menorca | 1985
Menorca | 1986
Menorca | 1987
Menorca | 1988
Menorca | 1989
Menorca | 1990
Menorca | 1991
Menorca | 1992
Menorca | 1993
Menorca | 1994
Menorca | 1995
Menorca | 1996
Menorca | 1997
Menorca | 1998
Menorca | 1999
Menorca | 2000
Menorca | 2001
Menorca | 2002
Menorca | 2003
Menorca | 2004
Menorca | 2005
Menorca | 2006
Menorca | 2007
Menorca | 2008
Menorca | 2009
Menorca | 2010
Menorca | 2011
Menorca | 2012
Menorca | 2013
Menorca | 2014
Menorca | 2015
Menorca | 2016
Menorca | 2017
Menorca | 2018
Menorca | 2019
Menorca | 2020
Menorca | 2021
Menorca | 2022
Menorca | 2023
Menorca | 2024
Menorca | 2025
Menorca | 2026
Menorca | 2027
Menorca | 2028
Menorca | 2029
Menorca | 2030
Menorca | 2031
Menorca | 2032
Menorca | 2033
Menorca | 2034
Menorca | 2035
Menorca | 2036
Menorca | 2037
Menorca | 2038
Menorca | 2039
Menorca | 2040
Menorca | 2041
Menorca | 2042
Menorca | 2043
Menorca | 2044
Menorca | 2045
Menorca | 2046
Menorca | 2047
Menorca | 2048
Menorca | 2049
Menorca | 2050
Menorca | 2051
Menorca | 2052
Menorca | 2053
Menorca | 2054
Menorca | 2055
Menorca | 2056
Menorca | 2057
Menorca | 2058
Menorca | 2059
Menorca | 2060
Menorca | 2061
Menorca | 2062
Menorca | 2063
Menorca | 2064
Menorca | 2065
Menorca | 2066
Menorca | 2067
Menorca | 2068
Menorca | 2069
Menorca | 2070
Menorca | 2071
Menorca | 2072
Menorca | 2073
Menorca | 2074
Menorca | 2075
Menorca | 2076
Menorca | 2077
Menorca | 2078
Menorca | 2079
Menorca | 2080
Menorca | 2081
Menorca | 2082
Menorca | 2083
Menorca | 2084
Menorca | 2085
Menorca | 2086
Menorca | 2087
Menorca | 2088
Menorca | 2089
Menorca | 2090
Menorca | 2091
Menorca | 2092
Menorca | 2093
Menorca | 2094
Menorca | 2095
Menorca | 2096
Menorca | 2097
Menorca | 2098
Menorca | 2099
Menorca | 2100
Menorca | 2101
Menorca | 2102
Menorca | 2103
Menorca | 2104
Menorca | 2105
Menorca | 2106
Menorca | 2107
Menorca | 2108
Menorca | 2109
Menorca | 2110
Menorca | 2111
Menorca | 2112
Menorca | 2113
Menorca | 2114
Menorca | 2115
Menorca | 2116
Menorca | 2117
Menorca | 2118
Menorca | 2119
Menorca | 2120
Menorca | 2121
Menorca | 2122
Menorca | 2123
Menorca | 2124
Menorca | 2125
Menorca | 2126
Menorca | 2127
Menorca | 2128
Menorca | 2129
Menorca | 2130
Menorca | 2131
Menorca | 2132
Menorca | 2133
Menorca | 2134
Menorca | 2135
Menorca | 2136
Menorca | 2137
Menorca | 2138
Menorca | 2139
Menorca | 2140
Menorca | 2141
Menorca | 2142
Menorca | 2143
Menorca | 2144
Menorca | 2145
Menorca | 2146
Menorca | 2147
Menorca | 2148
Menorca | 2149
Menorca | 2150
Menorca | 2151
Menorca | 2152
Menorca | 2153
Menorca | 2154
Menorca | 2155
Menorca | 2156
Menorca | 2157
Menorca | 2158
Menorca | 2159
Menorca | 2160
Menorca | 2161
Menorca | 2162
Menorca | 2163
Menorca | 2164
Menorca | 2165
Menorca | 2166
Menorca | 2167
Menorca | 2168
Menorca | 2169
Menorca | 2170
Menorca | 2171
Menorca | 2172
Menorca | 2173
Menorca | 2174
Menorca | 2175
Menorca | 2176
Menorca | 2177
Menorca | 2178
Menorca | 2179
Menorca | 2180
Menorca | 2181
Menorca | 2182
Menorca | 2183
Menorca | 2184
Menorca | 2185
Menorca | 2186
Menorca | 2187
Menorca | 2188
Menorca | 2189
Menorca | 2190
Menorca | 2191
Menorca | 2192
Menorca | 2193
Menorca | 2194
Menorca | 2195
Menorca | 2196
Menorca | 2197
Menorca | 2198
Menorca | 2199
Menorca | 2200
Menorca | 2201
Menorca | 2202
Menorca | 2203
Menorca | 2204
Menorca | 2205
Menorca | 2206
Menorca | 2207
Menorca | 2208
Menorca | 2209
Menorca | 2210
Menorca | 2211
Menorca | 2212
Menorca | 2213
Menorca | 2214
Menorca | 2215
Menorca | 2216
Menorca | 2217
Menorca | 2218
Menorca | 2219
Menorca | 2220
Menorca | 2221
Menorca | 2222
Menorca | 2223
Menorca | 2224
Menorca | 2225
Menorca | 2226
Menorca | 2227
Menorca | 2228
Menorca | 2229
Menorca | 2230
Menorca | 2231
Menorca | 2232
Menorca | 2233
Menorca | 2234
Menorca | 2235
Menorca | 2236
Menorca | 2237
Menorca | 2238
Menorca | 2239
Menorca | 2240
Menorca | 2241
Menorca | 2242
Menorca | 2243
Menorca | 2244
Menorca | 2245
Menorca | 2246
Menorca | 2247
Menorca | 2248
Menorca | 2249
Menorca | 2250
Menorca | 2251
Menorca | 2252
Menorca | 2253
Menorca | 2254
Menorca | 2255
Menorca | 2256
Menorca | 2257
Menorca | 2258
Menorca | 2259
Menorca | 2260
Menorca | 2261
Menorca | 2262
Menorca | 2263
Menorca | 2264
Menorca | 2265
Menorca | 2266
Menorca | 2267
Menorca | 2268
Menorca | 2269
Menorca | 2270
Menorca | 2271
Menorca | 2272
Menorca | 2273
Menorca | 2274
Menorca | 2275
Menorca | 2276
Menorca | 2277
Menorca | 2278
Menorca | 2279
Menorca | 2280
Menorca | 2281
Menorca | 2282
Menorca | 2283
Menorca | 2284
Menorca | 2285
Menorca | 2286
Menorca | 2287
Menorca | 2288
Menorca | 2289
Menorca | 2290
Menorca | 2291
Menorca | 2292
Menorca | 2293
Menorca | 2294
Menorca | 2295
Menorca | 2296
Menorca | 2297
Menorca | 2298
Menorca | 2299
Menorca | 2300
Menorca | 2301
Menorca | 2302
Menorca | 2303
Menorca | 2304
Menorca | 2305
Menorca | 2306
Menorca | 2307
Menorca | 2308
Menorca | 2309
Menorca | 2310
Menorca | 2311
Menorca | 2312
Menorca | 2313
Menorca | 2314
Menorca | 2315
Menorca | 2316
Menorca | 2317
Menorca | 2318
Menorca | 2319
Menorca | 2320
Menorca | 2321
Menorca | 2322
Menorca | 2323
Menorca | 2324
Menorca | 2325
Menorca | 2326
Menorca | 2327
Menorca | 2328
Menorca | 2329
Menorca | 2330
Menorca | 2331
Menorca | 2332
Menorca | 2333
Menorca | 2334
Menorca | 2335
Menorca | 2336
Menorca | 2337
Menorca | 2338
Menorca | 2339
Menorca | 2340
Menorca | 2341
Menorca | 2342
Menorca | 2343
Menorca | 2344
Menorca | 2345
Menorca | 2346
Menorca | 2347
Menorca | 2348
Menorca | 2349
Menorca | 2350
Menorca | 2351
Menorca | 2352
Menorca | 2353
Menorca | 2354
Menorca | 2355
Menorca | 2356
Menorca | 2357
Menorca | 2358
Menorca | 2359
Menorca | 2360
Menorca | 2361
Menorca | 2362
Menorca | 2363
Menorca | 2364
Menorca | 2365
Menorca | 2366
Menorca | 2367
Menorca | 2368
Menorca | 2369
Menorca | 2370
Menorca | 2371
Menorca | 2372
Menorca | 2373
Menorca | 2374
Menorca | 2375
Menorca | 2376
Menorca | 2377
Menorca | 2378
Menorca | 2379
Menorca | 2380
Menorca | 2381
Menorca | 2382
Menorca | 2383
Menorca | 2384
Menorca | 2385
Menorca | 2386
Menorca | 2387
Menorca | 2388
Menorca | 2389
Menorca | 2390
Menorca | 2391
Menorca | 2392
Menorca | 2393
Menorca | 2394
Menorca | 2395
Menorca | 2396
Menorca | 2397
Menorca | 2398
Menorca | 2399
Menorca | 2400
Menorca | 2401
Menorca | 2402
Menorca | 2403
Menorca | 2404
Menorca | 2405
Menorca | 2406
Menorca | 2407
Menorca | 2408
Menorca | 2409
Menorca | 2410
Menorca | 2411
Menorca | 2412
Menorca | 2413
Menorca | 2414
Menorca | 2415
Menorca | 2416
Menorca | 2417
Menorca | 2418
Menorca | 2419
Menorca | 2420
Menorca | 2421
Menorca | 2422
Menorca | 2423
Menorca | 2424
Menorca | 2425
Menorca | 2426
Menorca | 2427
Menorca | 2428
Menorca | 2429
Menorca | 2430
Menorca | 2431
Menorca | 2432
Menorca | 2433
Menorca | 2434
Menorca | 2435
Menorca | 2436
Menorca | 2437
Menorca | 2438
Menorca | 2439
Menorca | 2440
Menorca | 2441
Menorca | 2442
Menorca | 2443
Menorca | 2444
Menorca | 2445
Menorca | 2446
Menorca | 2447
Menorca | 2448
Menorca | 2449
Menorca | 2450
Menorca | 2451
Menorca | 2452
Menorca | 2453
Menorca | 2454
Menorca | 2455
Menorca | 2456
Menorca | 2457
Menorca | 2458
Menorca | 2459
Menorca | 2460
Menorca | 2461
Menorca | 2462
Menorca | 2463
Menorca | 2464
Menorca | 2465
Menorca | 2466
Menorca | 2467
Menorca | 2468
Menorca | 2469
Menorca | 2470
Menorca | 2471
Menorca | 2472
Menorca | 2473
Menorca | 2474
Menorca | 2475
Menorca | 2476
Menorca | 2477
Menorca | 2478
Menorca | 2479
Menorca | 2480
Menorca | 2481
Menorca | 2482
Menorca | 2483
Menorca | 2484
Menorca | 2485
Menorca | 2486
Menorca | 2487
Menorca | 2488
Menorca | 2489
Menorca | 2490
Menorca | 2491
Menorca | 2492
Menorca | 2493
Menorca | 2494
Menorca | 2495
Menorca | 2496
Menorca | 2497
Menorca | 2498
Menorca | 2499
Menorca | 2500
Menorca | 2501
Menorca | 2502
Menorca | 2503
Menorca | 2504
Menorca | 2505
Menorca | 2506
Menorca | 2507
Menorca | 2508
Menorca | 2509
Menorca | 2510
Menorca | 2511
Menorca | 2512
Menorca | 2513
Menorca | 2514
Menorca | 2515
Menorca | 2516
Menorca | 2517
Menorca | 2518
Menorca | 2519
Menorca | 2520
Menorca | 2521
Menorca | 2522
Menorca | 2523
Menorca | 2524
Menorca | 2525
Menorca | 2526
Menorca | 2527
Menorca | 2528
Menorca | 2529
Menorca | 2530
Menorca | 2531
Menorca | 2532
Menorca | 2533
Menorca | 2534
Menorca | 2535
Menorca | 2536
Menorca | 2537
Menorca | 2538
Menorca | 2539
Menorca | 2540
Menorca | 2541
Menorca | 2542
Menorca | 2543
Menorca | 2544
Menorca | 2545
Menorca | 2546
Menorca | 2547
Menorca | 2548
Menorca | 2549
Menorca | 2550
Menorca | 2551
Menorca | 2552
Menorca | 2553
Menorca | 2554
Menorca | 2555
Menorca | 2556
Menorca | 2557
Menorca | 2558
Menorca | 2559
Menorca | 2560
Menorca | 2561
Menorca | 2562
Menorca | 2563
Menorca | 2564
Menorca | 2565
Menorca | 2566
Menorca | 2567
Menorca | 2568
Menorca | 2569
Menorca | 2570
Menorca | 2571
Menorca | 2572
Menorca | 2573
Menorca | 2574
Menorca | 2575
Menorca | 2576
Menorca | 2577
Menorca | 2578
Menorca | 2579
Menorca | 2580
Menorca | 2581
Menorca | 2582
Menorca | 2583
Menorca | 2584
Menorca | 2585
Menorca | 2586
Menorca | 2587
Menorca | 2588
Menorca | 2589
Menorca | 2590
Menorca | 2591
Menorca | 2592
Menorca | 2593
Menorca | 2594
Menorca | 2595
Menorca | 2596
Menorca | 2597
Menorca | 2598
Menorca | 2599
Menorca | 2600
Menorca | 2601
Menorca | 2602
Menorca | 2603
Menorca | 2604
Menorca | 2605
Menorca | 2606
Menorca | 2607
Menorca | 2608
Menorca | 2609
Menorca | 2610
Menorca | 2611
Menorca | 2612
Menorca | 2613
Menorca | 2614
Menorca | 2615
Menorca | 2616
Menorca | 2617
Menorca | 2618
Menorca | 2619
Menorca | 2620
Menorca | 2621
Menorca | 2622
Menorca | 2623
Menorca | 2624
Menorca | 2625
Menorca | 2626
Menorca | 2627
Menorca | 2628
Menorca | 2629
Menorca | 2630
Menorca | 2631
Menorca | 2632
Menorca | 2633
Menorca | 2634
Menorca | 2635
Menorca | 2636
Menorca | 2637
Menorca | 2638
Menorca | 2639
Menorca | 2640
Menorca | 2641
Menorca | 2642
Menorca | 2643
Menorca | 2644
Menorca | 2645
Menorca | 2646
Menorca | 2647
Menorca | 2648
Menorca | 2649
Menorca | 2650
Menorca | 2651
Menorca | 2652
Menorca | 2653
Menorca | 2654
Menorca | 2655
Menorca | 2656
Menorca | 2657
Menorca | 2658
Menorca | 2659
Menorca | 2660
Menorca | 2661
Menorca | 2662
Menorca | 2663
Menorca | 2664
Menorca | 2665
Menorca | 2666
Menorca | 2667
Menorca | 2668
Menorca | 2669
Menorca | 2670
Menorca | 2671
Menorca | 2672
Menorca | 2673
Menorca | 2674
Menorca | 2675
Menorca | 2676
Menorca | 2677
Menorca | 2678
Menorca | 2679
Menorca | 2680
Menorca | 2681
Menorca | 2682
Menorca | 2683
Menorca | 2684
Menorca | 2685
Menorca | 2686
Menorca | 2687
Menorca | 2688
Menorca | 2689
Menorca | 2690
Menorca | 2691
Menorca | 2692
Menorca | 2693
Menorca | 2694
Menorca | 2695
Menorca | 2696
Menorca | 2697
Menorca | 2698
Menorca | 2699
Menorca | 2700
Menorca | 2701
Menorca | 2702
Menorca | 2703
Menorca | 2704
Menorca | 2705
Menorca | 2706
Menorca | 2707
Menorca | 2708
Menorca | 2709
Menorca | 2710
Menorca | 2711
Menorca | 2712
Menorca | 2713
Menorca | 2714
Menorca | 2715
Menorca | 2716
Menorca | 2717
Menorca | 2718
Menorca | 2719
Menorca | 2720
Menorca | 2721
Menorca | 2722
Menorca | 2723
Menorca | 2724
Menorca | 2725
Menorca | 2726
Menorca | 2727
Menorca | 2728
Menorca | 2729
Menorca | 2730
Menorca | 2731
Menorca | 2732
Menorca | 2733
Menorca | 2734
Menorca | 2735
Menorca | 2736
Menorca | 2737
Menorca | 2738
Menorca | 2739
Menorca | 2740
Menorca | 2741
Menorca | 2742
Menorca | 2743
Menorca | 2744
Menorca | 2745
Menorca | 2746
Menorca | 2747
Menorca | 2748
Menorca | 2749
Menorca | 2750
Menorca | 2751
Menorca | 2752
Menorca | 2753
Menorca | 2754
Menorca | 2755
Menorca | 2756
Menorca | 2757
Menorca | 2758
Menorca | 2759
Menorca | 2760
Menorca | 2761
Menorca | 2762
Menorca | 2763
Menorca | 2764
Menorca | 2765
Menorca | 2766
Menorca | 2767
Menorca | 2768
Menorca | 2769
Menorca | 2770
Menorca | 2771
Menorca | 2772
Menorca | 2773
Menorca | 2774
Menorca | 2775
Menorca | 2776
Menorca | 2777
Menorca | 2778
Menorca | 2779
Menorca | 2780
Menorca | 2781
Menorca | 2782
Menorca | 2783
Menorca | 2784
Menorca | 2785
Menorca | 2786
Menorca | 2787
Menorca | 2788
Menorca | 2789
Menorca | 2790
Menorca | 2791
Menorca | 2792
Menorca | 2793
Menorca | 2794
Menorca | 2795
Menorca | 2796
Menorca | 2797
Menorca | 2798
Menorca | 2799
Menorca | 2800
Menorca | 2801
Menorca | 2802
Menorca | 2803
Menorca | 2804
Menorca | 2805
Menorca | 2806
Menorca | 2807
Menorca | 2808
Menorca | 2809
Menorca | 2810
Menorca | 2811
Menorca | 2812
Menorca | 2813
Menorca | 2814
Menorca | 2815
Menorca | 2816
Menorca | 2817
Menorca | 2818
Menorca | 2819
Menorca | 2820
Menorca | 2821
Menorca | 2822
Menorca | 2823
Menorca | 2824
Menorca | 2825
Menorca | 2826
Menorca | 2827
Menorca | 2828
Menorca | 2829
Menorca | 2830
Menorca | 2831
Menorca | 2832
Menorca | 2833
Menorca | 2834
Menorca | 2835
Menorca | 2836
Menorca | 2837
Menorca | 2838
Menorca | 2839
Menorca | 2840
Menorca | 2841
Menorca | 2842
Menorca | 2843
Menorca | 2844
Menorca | 2845
Menorca | 2846
Menorca | 2847
Menorca | 2848
Menorca | 2849
Menorca | 2850
Menorca | 2851
Menorca | 2852
Menorca | 2853
Menorca | 2854
Menorca | 2855
Menorca | 2856
Menorca | 2857
Menorca | 2858
Menorca | 2859
Menorca | 2860
Menorca | 2861
Menorca | 2862
Menorca | 2863
Menorca | 2864
Menorca | 2865
Menorca | 2866
Menorca | 2867
Menorca | 2868
Menorca | 2869
Menorca | 2870
Menorca | 2871
Menorca | 2872
Menorca | 2873
Menorca | 2874
Menorca | 2875
Menorca | 2876
Menorca | 2877
Menorca | 2878
Menorca | 2879
Menorca | 2880
Menorca | 2881
Menorca | 2882
Menorca | 2883
Menorca | 2884
Menorca | 2885
Menorca | 2886
Menorca | 2887
Menorca | 2888
Menorca | 2889
Menorca | 2890
Menorca | 2891
Menorca | 2892
Menorca | 2893
Menorca | 2894
Menorca | 2895
Menorca | 2896
Menorca | 2897
Menorca | 2898
Menorca | 2899
Menorca | 2900
Menorca | 2901
Menorca | 2902
Menorca | 2903
Menorca | 2904
Menorca | 2905
Menorca | 2906
Menorca | 2907
Menorca | 2908
Menorca | 2909
Menorca | 2910
Menorca | 2911
Menorca | 2912
Menorca | 2913
Menorca | 2914
Menorca | 2915
Menorca | 2916
Menorca | 2917
Menorca | 2918
Menorca | 2919
Menorca | 2920
Menorca | 2921
Menorca | 2922
Menorca | 2923
Menorca | 2924
Menorca | 2925
Menorca | 2926
Menorca | 2927
Menorca | 2928
Menorca | 2929
Menorca | 2930
Menorca | 2931
Menorca | 2932
Menorca | 2933
Menorca | 2934
Menorca | 2935
Menorca | 2936
Menorca | 2937
Menorca | 2938
Menorca | 2939
Menorca | 2940
Menorca | 2941
Menorca | 2942
Menorca | 2943
Menorca | 2944
Menorca | 2945
Menorca | 2946
Menorca | 2947
Menorca | 2948
Menorca | 2949
Menorca | 2950
Menorca | 2951
Menorca | 2952
Menorca | 2953
Menorca | 2954
Menorca | 2955
Menorca | 2956
Menorca | 2957
Menorca | 2958
Menorca | 2959
Menorca | 2960
Menorca | 2961
Menorca | 2962
Menorca | 2963
Menorca | 2964
Menorca | 2965
Menorca | 2966
Menorca | 2967
Menorca | 2968
Menorca | 2969
Menorca | 2970
Menorca | 2971
Menorca | 2972
Menorca | 2973
Menorca | 2974
Menorca | 2975
Menorca | 2976
Menorca | 2977
Menorca | 2978
Menorca | 2979
Menorca | 2980
Menorca | 2981
Menorca | 2982
Menorca | 2983
Menorca | 2984
Menorca | 2985
Menorca | 2986
Menorca | 2987
Menorca | 2988
Menorca | 2989
Menorca | 2990
Menorca | 2991
Menorca | 2992
Menorca | 2993
Menorca | 2994
Menorca | 2995
Menorca | 2996
Menorca | 2997
Menorca | 2998
Menorca | 2999
Menorca | 3000
Menorca | 3001
Menorca | 3002
Menorca | 3003
Menorca | 3004
Menorca | 3005
Menorca | 3006
Menorca | 3007
Menorca | 3008
Menorca | 3009
Menorca | 3010
Menorca | 3011
Menorca | 3012
Menorca | 3013
Menorca | 3014
Menorca | 3015
Menorca | 3016
Menorca | 3017
Menorca | 3018
Menorca | 3019
Menorca | 3020
Menorca | 3021
Menorca | 3022
Menorca | 3023
Menorca | 3024
Menorca | 3025
Menorca | 3026
Menorca | 3027
Menorca | 3028
Menorca | 3029
Menorca | 3030
Menorca | 3031
Menorca | 3032
Menorca | 3033
Menorca | 3034
Menorca | 3035
Menorca | 3036
Menorca | 3037
Menorca | 3038
Menorca | 3039
Menorca | 3040
Menorca | 3041
Menorca | 3042
Menorca | 3043
Menorca | 3044
Menorca | 3045
Menorca | 3046
Menorca | 3047
Menorca | 3048
Menorca | 3049
Menorca | 3050
Menorca | 3051
Menorca | 3052
Menorca | 3053
Menorca | 3054
Menorca | 3055
Menorca | 3056
Menorca | 3057
Menorca | 3058
Menorca | 3059
Menorca | 3060
Menorca | 3061
Menorca | 3062
Menorca | 3063
Menorca | 3064
Menorca | 3065
Menorca | 3066
Menorca | 3067
Menorca | 3068
Menorca | 3069
Menorca | 3070
Menorca | 3071
Menorca | 3072
Menorca | 3073
Menorca | 3074
Menorca | 3075
Menorca | 3076
Menorca | 3077
Menorca | 3078
Menorca | 3079
Menorca | 3080
Menorca | 3081
Menorca | 3082
Menorca | 3083
Menorca | 3084
Menorca | 3085
Menorca | 3086
Menorca | 3087
Menorca | 3088
Menorca | 3089
Menorca | 3090
Menorca | 3091
Menorca | 3092
Menorca | 3093
Menorca | 3094
Menorca | 3095
Menorca | 3096
Menorca | 3097
Menorca | 3098
Menorca | 3099
Menorca | 3100
Menorca | 3101
Menorca | 3102
Menorca | 3103
Menorca | 3104
Menorca | 3105
Menorca | 3106
Menorca | 3107
Menorca | 3108
Menorca | 3109
Menorca | 3110
Menorca | 3111
Menorca | 3112
Menorca | 3113
Menorca | 3114
Menorca | 3115
Menorca | 3116
Menorca | 3117
Menorca | 3118
Menorca | 3119
Menorca | 3120
Menorca | 3121
Menorca | 3122
Menorca | 3123
Menorca | 3124
Menorca | 3125
Menorca | 3126
Menorca | 3127
Menorca | 3128
Menorca | 3129
Menorca | 3130
Menorca | 3131
Menorca | 3132
Menorca | 3133
Menorca | 3134
Menorca | 3135
Menorca | 3136
Menorca | 3137
Menorca | 3138
Menorca | 3139
Menorca | 3140
Menorca | 3141
Menorca | 3142
Menorca | 3143
Menorca | 3144
Menorca | 3145
Menorca | 3146
Menorca | 3147
Menorca | 3148
Menorca | 3149
Menorca | 3150
Menorca | 3151
Menorca | 3152
Menorca | 3153
Menorca | 3154
Menorca | 3155
Menorca | 3156
Menorca | 3157
Menorca | 3158
Menorca | 3159
Menorca | 3160
Menorca | 3161
Menorca | 3162
Menorca | 3163
Menorca | 3164
Menorca | 3165
Menorca | 3166
Menorca | 3167
Menorca | 3168
Menorca | 3169
Menorca | 3170
Menorca | 3171
Menorca | 3172
Menorca | 3173
Menorca | 3174
Menorca | 3175
Menorca | 3176
Menorca | 3177
Menorca | 3178
Menorca | 3179
Menorca | 3180
Menorca | 3181
Menorca | 3182
Menorca | 3183
Menorca | 3184
Menorca | 3185
Menorca | 3186
Menorca | 3187
Menorca | 3188
Menorca | 3189
Menorca | 3190
Menorca | 3191
Menorca | 3192
Menorca | 3193
Menorca | 3194
Menorca | 3195
Menorca | 3196
Menorca | 3197
Menorca | 3198
Menorca | 3199
Menorca | 3200
Menorca | 3201
Menorca | 3202
Menorca | 3203
Menorca | 3204
Menorca | 3205
Menorca | 3206
Menorca | 3207
Menorca | 3208
Menorca | 3209
Menorca | 3210
Menorca | 3211
Menorca | 3212
Menorca | 3213
Menorca | 3214
Menorca | 3215
Menorca | 3216
Menorca | 3217
Menorca | 3218
Menorca | 3219
Menorca | 3220
Menorca | 3221
Menorca | 3222
Menorca | 3223
Menorca | 3224
Menorca | 3225
Menorca | 3226
Menorca | 3227
Menorca | 3228
Menorca | 3229
Menorca | 3230
Menorca | 3231
Menorca | 3232
Menorca | 3233
Menorca | 3234
Menorca | 3235
Menorca | 3236
Menorca | 3237
Menorca | 3238
Menorca | 3239
Menorca | 3240
Menorca | 3241
Menorca | 3242
Menorca | 3243
Menorca | 3244
Menorca | 3245
Menorca | 3246
Menorca | 3247
Menorca | 3248
Menorca | 3249
Menorca | 3250
Menorca | 3251
Menorca | 3252
Menorca | 3253
Menorca | 3254
Menorca | 3255
Menorca | 3256
Menorca | 3257
Menorca | 3258
Menorca | 3259
Menorca | 3260
Menorca | 3261
Menorca | 3262
Menorca | 3263
Menorca | 3264
Menorca | 3265
Menorca | 3266
Menorca | 3267
Menorca | 3268
Menorca | 3269
Menorca | 3270
Menorca | 3271
Menorca | 3272
Menorca | 3273
Menorca | 3274
Menorca | 3275
Menorca | 3276
Menorca | 3277
Menorca | 3278
Menorca | 3279
Menorca | 3280
Menorca | 3281
Menorca | 3282
Menorca | 3283
Menorca | 3284
Menorca | 3285
Menorca | 3286
Menorca | 3287
Menorca | 3288
Menorca | 3289
Menorca | 3290
Menorca | 3291
Menorca | 3292
Menorca | 3293
Menorca | 3294
Menorca | 3295
Menorca | 3296
Menorca | 3297
Menorca | 3298
Menorca | 3299
Menorca | 3300
Menorca | 3301
Menorca | 3302
Menorca | 3303
Menorca | 3304
Menorca | 3305
Menorca | 3306
Menorca | 3307
Menorca | 3308
Menorca | 3309
Menorca | 3310
Menorca | 3311
Menorca | 3312
Menorca | 3313
Menorca | 3314
Menorca | 3315
Menorca | 3316
Menorca | 3317
Menorca | 3318
Menorca | 3319
Menorca | 3320
Menorca | 3321
Menorca | 3322
Menorca | 3323
Menorca | 3324
Menorca | 3325
Menorca | 3326
Menorca | 3327
Menorca | 3328
Menorca | 3329
Menorca | 3330
Menorca | 3331
Menorca | 3332
Menorca | 3333
Menorca | 3334
Menorca | 3335
Menorca | 3336
Menorca | 3337
Menorca | 3338
Menorca | 3339
Menorca | 3340
Menorca | 3341
Menorca | 3342
Menorca | 3343
Menorca | 3344
Menorca | 3345
Menorca | 3346
Menorca | 3347
Menorca | 3348
Menorca | 3349
Menorca | 3350
Menorca | 3351
Menorca | 3352
Menorca | 3353
Menorca | 3354
Menorca | 3355
Menorca | 3356
Menorca | 3357
Menorca | 3358
Menorca | 3359
Menorca | 3360
Menorca | 3361
Menorca | 3362
Menorca | 3363
Menorca | 3364
Menorca | 3365
Menorca | 3366
Menorca | 3367
Menorca | 3368
Menorca | 3369
Menorca | 3370
Menorca | 3371
Menorca | 3372
Menorca | 3373
Menorca | 3374
Menorca | 3375
Menorca | 3376
Menorca | 3377
Menorca | 3378
Menorca | 3379
Menorca | 3380
Menorca | 3381
Menorca | 3382
Menorca | 3383
Menorca | 3384
Menorca | 3385
Menorca | 3386
Menorca | 3387
Menorca | 3388
Menorca | 3389
Menorca | 3390
Menorca | 3391
Menorca | 3392
Menorca | 3393
Menorca | 3394
Menorca | 3395
Menorca | 3396
Menorca | 3397
Menorca | 3398
Menorca | 3399
Menorca | 3400
Menorca | 3401
Menorca | 3402
Menorca | 3403
Menorca | 3404
Menorca | 3405
Menorca | 3406
Menorca | 3407
Menorca | 3408
Menorca | 3409
Menorca | 3410
Menorca | 3411
Menorca | 3412
Menorca | 3413
Menorca | 3414
Menorca | 3415
Menorca | 3416
Menorca | 3417
Menorca | 3418
Menorca | 3419
Menorca | 3420
Menorca | 3421
Menorca | 3422
Menorca | 3423
Menorca | 3424
Menorca | 3425
Menorca | 3426
Menorca | 3427
Menorca | 3428
Menorca | 3429
Menorca | 3430
Menorca | 3431
Menorca | 3432
Menorca | 3433
Menorca | 3434
Menorca | 3435
Menorca | 3436
Menorca | 3437
Menorca | 3438
Menorca | 3439
Menorca | 3440
Menorca | 3441
Menorca | 3442
Menorca | 3443
Menorca | 3444
Menorca | 3445
Menorca | 3446
Menorca | 3447
Menorca | 3448
Menorca | 3449
Menorca | 3450
Menorca | 3451
Menorca | 3452
Menorca | 3453
Menorca | 3454
Menorca | 3455
Menorca | 3456
Menorca | 3457
Menorca | 3458
Menorca | 3459
Menorca | 3460
Menorca | 3461
Menorca | 3462
Menorca | 3463
Menorca | 3464
Menorca | 3465
Menorca | 3466
Menorca | 3467
Menorca | 3468
Menorca | 3469
Menorca | 3470
Menorca | 3471
Menorca | 3472
Menorca | 3473
Menorca | 3474
Menorca | 3475
Menorca | 3476
Menorca | 3477
Menorca | 3478
Menorca | 3479
Menorca | 3480
Menorca | 3481
Menorca | 3482
Menorca | 3483
Menorca | 3484
Menorca | 3485
Menorca | 3486
Menorca | 3487
Menorca | 3488
Menorca | 3489
Menorca | 3490
Menorca | 3491
Menorca | 3492
Menorca | 3493
Menorca | 3494
Menorca | 3495
Menorca | 3496
Menorca | 3497
Menorca | 3498
Menorca | 3499
Menorca | 3500
Menorca | 3501
Menorca | 3502
Menorca | 3503
Menorca | 3504
Menorca | 3505
Menorca | 3506
Menorca | 3507
Menorca | 3508
Menorca | 3509
Menorca | 3510
Menorca | 3511
Menorca | 3512
Menorca | 3513
Menorca | 3514
Menorca | 3515
Menorca | 3516
Menorca | 3517
Menorca | 3518
Menorca | 3519
Menorca | 3520
Menorca | 3521
Menorca | 3522
Menorca | 3523
Menorca | 3524
Menorca | 3525
Menorca | 3526
Menorca | 3527
Menorca | 3528
Menorca | 3529
Menorca | 3530
Menorca | 3531
Menorca | 3532
Menorca | 3533
Menorca | 3534
Menorca | 3535
Menorca | 3536
Menorca | 3537
Menorca | 3538
Menorca | 3539
Menorca | 3540
Menorca | 3541
Menorca | 3542
Menorca | 3543
Menorca | 3544
Menorca | 3545
Menorca | 3546
Menorca | 3547
Menorca | 3548
Menorca | 3549
Menorca | 3550
Menorca | 3551
Menorca | 3552
Menorca | 3553
Menorca | 3554
Menorca | 3555
Menorca | 3556
Menorca | 3557
Menorca | 3558
Menorca | 3559
Menorca | 3560
Menorca | 3561
Menorca | 3562
Menorca | 3563
Menorca | 3564
Menorca | 3565
Menorca | 3566
Menorca | 3567
Menorca | 3568
Menorca | 3569
Menorca | 3570
Menorca | 3571
Menorca | 3572
Menorca | 3573
Menorca | 3574
Menorca | 3575
Menorca | 3576
Menorca | 3577
Menorca | 3578
Menorca | 3579
Menorca | 3580
Menorca | 3581
Menorca | 3582
Menorca | 3583
Menorca | 3584
Menorca | 3585
Menorca | 3586
Menorca | 3587
Menorca | 3588
Menorca | 3589
Menorca | 3590
Menorca | 3591
Menorca | 3592
Menorca | 3593
Menorca | 3594
Menorca | 3595
Menorca | 3596
Menorca | 3597
Menorca | 3598
Menorca | 3599
Menorca | 3600
Menorca | 3601
Menorca | 3602
Menorca | 3603
Menorca | 3604
Menorca | 3605
Menorca | 3606
Menorca | 3607
Menorca | 3608
Menorca | 3609
Menorca | 3610
Menorca | 3611
Menorca | 3612
Menorca | 3613
Menorca | 3614
Menorca | 3615
Menorca | 3616
Menorca | 3617
Menorca | 3618
Menorca | 3619
Menorca | 3620
Menorca | 3621
Menorca | 3622
Menorca | 3623
Menorca | 3624
Menorca | 3625
Menorca | 3626
Menorca | 3627
Menorca | 3628
Menorca | 3629
Menorca | 3630
Menorca | 3631
Menorca | 3632
Menorca | 3633
Menorca | 3634
Menorca | 3635
Menorca | 3636
Menorca | 3637
Menorca | 3638
Menorca | 3639
Menorca | 3640
Menorca | 3641
Menorca | 3642
Menorca | 3643
Menorca | 3644
Menorca | 3645
Menorca | 3646
Menorca | 3647
Menorca | 3648
Menorca | 3649
Menorca | 3650
Menorca | 3651
Menorca | 3652
Menorca | 3653
Menorca | 3654
Menorca | 3655
Menorca | 3656
Menorca | 3657
Menorca | 3658
Menorca | 3659
Menorca | 3660
Menorca | 3661
Menorca | 3662
Menorca | 3663
Menorca | 3664
Menorca | 3665
Menorca | 3666
Menorca | 3667
Menorca | 3668
Menorca | 3669
Menorca | 3670
Menorca | 3671
Menorca | 3672
Menorca | 3673
Menorca | 3674
Menorca | 3675
Menorca | 3676
Menorca | 3677
Menorca | 3678
Menorca | 3679
Menorca | 3680
Menorca | 3681
Menorca | 3682
Menorca | 3683
Menorca | 3684
Menorca | 3685
Menorca | 3686
Menorca | 3687
Menorca | 3688
Menorca | 3689
Menorca | 3690
Menorca | 3691
Menorca | 3692
Menorca | 3693
Menorca | 3694
Menorca | 3695
Menorca | 3696
Menorca | 3697
Menorca | 3698
Menorca | 3699
Menorca | 3700
Menorca | 3701
Menorca | 3702
Menorca | 3703
Menorca | 3704
Menorca | 3705
Menorca | 3706
Menorca | 3707
Menorca | 3708
Menorca | 3709
Menorca | 3710
Menorca | 3711
Menorca | 3712
Menorca | 3713
Menorca | 3714
Menorca | 3715
Menorca | 3716
Menorca | 3717
Menorca | 3718
Menorca | 3719
Menorca | 3720
Menorca | 3721
Menorca | 3722
Menorca | 3723
Menorca | 3724
Menorca | 3725
Menorca | 3726
Menorca | 3727
Menorca | 3728
Menorca | 3729
Menorca | 3730
Menorca | 3731
Menorca | 3732
Menorca | 3733
Menorca | 3734
Menorca | 3735
Menorca | 3736
Menorca | 3737
Menorca | 3738
Menorca | 3739
Menorca | 3740
Menorca | 3741
Menorca | 3742
Menorca | 3743
Menorca | 3744
Menorca | 3745
Menorca | 3746
Menorca | 3747
Menorca | 3748
Menorca | 3749
Menorca | 3750
Menorca | 3751
Menorca | 3752
Menorca | 3753
Menorca | 3754
Menorca | 3755
Menorca | 3756
Menorca | 3757
Menorca | 3758
Menorca | 3759
Menorca | 3760
Menorca | 3761
Menorca | 3762
Menorca | 3763
Menorca | 3764
Menorca | 3765
Menorca | 3766
Menorca | 3767
Menorca | 3768
Menorca | 3769
Menorca | 3770
Menorca | 3771
Menorca | 3772
Menorca | 3773
Menorca | 3774
Menorca | 3775
Menorca | 3776
Menorca | 3777
Menorca | 3778
Menorca | 3779
Menorca | 3780
Menorca | 3781
Menorca | 3782
Menorca | 3783
Menorca | 3784
Menorca | 3785
Menorca | 3786
Menorca | 3787
Menorca | 3788
Menorca | 3789
Menorca | 3790
Menorca | 3791
Menorca | 3792
Menorca | 3793
Menorca | 3794
Menorca | 3795
Menorca | 3796
Menorca | 3797
Menorca | 3798
Menorca | 3799
Menorca | 3800
Menorca | 3801
Menorca | 3802
Menorca | 3803
Menorca | 3804
Menorca | 3805
Menorca | 3806
Menorca | 3807
Menorca | 3808
Menorca | 3809
Menorca | 3810
Menorca | 3811
Menorca | 3812
Menorca | 3813
Menorca | 3814
Menorca | 3815
Menorca | 3816
Menorca | 3817
Menorca | 3818
Menorca | 3819
Menorca | 3820
Menorca | 3821
Menorca | 3822
Menorca | 3823
Menorca | 3824
Menorca | 3825
Menorca | 3826
Menorca | 3827
Menorca | 3828
Menorca | 3829
Menorca | 3830
Menorca | 3831
Menorca | 3832
Menorca | 3833
Menorca | 3834
Menorca | 3835
Menorca | 3836
Menorca | 3837
Menorca | 3838
Menorca | 3839
Menorca | 3840
Menorca | 3841
Menorca | 3842
Menorca | 3843
Menorca | 3844
Menorca | 3845
Menorca | 3846
Menorca | 3847
Menorca | 3848
Menorca | 3849
Menorca | 3850
Menorca | 3851
Menorca | 3852
Menorca | 3853
Menorca | 3854
Menorca | 3855
Menorca | 3856
Menorca | 3857
Menorca | 3858
Menorca | 3859
Menorca | 3860
Menorca | 3861
Menorca | 3862
Menorca | 3863
Menorca | 3864
Menorca | 3865
Menorca | 3866
Menorca | 3867
Menorca | 3868
Menorca | 3869
Menorca | 3870
Menorca | 3871
Menorca | 3872
Menorca | 3873
Menorca | 3874
Menorca | 3875
Menorca | 3876
Menorca | 3877
Menorca | 3878
Menorca | 3879
Menorca | 3880
Menorca | 3881
Menorca | 3882
Menorca | 3883
Menorca | 3884
Menorca | 3885
Menorca | 3886
Menorca | 3887
Menorca | 3888
Menorca | 3889
Menorca | 3890
Menorca | 3891
Menorca | 3892
Menorca | 3893
Menorca | 3894
Menorca | 3895
Menorca | 3896
Menorca | 3897
Menorca | 3898
Menorca | 3899
Menorca | 3900
Menorca | 3901
Menorca | 3902
Menorca | 3903
Menorca | 3904
Menorca | 3905
Menorca | 3906
Menorca | 3907
Menorca | 3908
Menorca | 3909
Menorca | 3910
Menorca | 3911
Menorca | 3912
Menorca | 3913
Menorca | 3914
Menorca | 3915
Menorca | 3916
Menorca | 3917
Menorca | 3918
Menorca | 3919
Menorca | 3920
Menorca | 3921
Menorca | 3922
Menorca | 3923
Menorca | 3924
Menorca | 3925
Menorca | 3926
Menorca | 3927
Menorca | 3928
Menorca | 3929
Menorca | 3930
Menorca | 3931
Menorca | 3932
Menorca | 3933
Menorca | 3934
Menorca | 3935
Menorca | 3936
Menorca | 3937
Menorca | 3938
Menorca | 3939
Menorca | 3940
Menorca | 3941
Menorca | 3942
Menorca | 3943
Menorca | 3944
Menorca | 3945
Menorca | 3946
Menorca | 3947
Menorca | 3948
Menorca | 3949
Menorca | 3950
Menorca | 3951
Menorca | 3952
Menorca | 3953
Menorca | 3954
Menorca | 3955
Menorca | 3956
Menorca | 3957
Menorca | 3958
Menorca | 3959
Menorca | 3960
Menorca | 3961
Menorca | 3962
Menorca | 3963
Menorca | 3964
Menorca | 3965
Menorca | 3966
Menorca | 3967
Menorca | 3968
Menorca | 3969
Menorca | 3970
Menorca | 3971
Menorca | 3972
Menorca | 3973
Menorca | 3974
Menorca | 3975
Menorca | 3976
Menorca | 3977
Menorca | 3978
Menorca | 3979
Menorca | 3980
Menorca | 3981
Menorca | 3982
Menorca | 3983
Menorca | 3984
Menorca | 3985
Menorca | 3986
Menorca | 3987
Menorca | 3988
Menorca | 3989
Menorca | 3990
Menorca | 3991
Menorca | 3992
Menorca | 3993
Menorca | 3994
Menorca | 3995
Menorca | 3996
Menorca | 3997
Menorca | 3998
Menorca | 3999
Menorca | 4000
Menorca | 4001
Menorca | 4002
Menorca | 4003
Menorca | 4004
Menorca | 4005
Menorca | 4006
Menorca | 4007
Menorca | 4008
Menorca | 4009
Menorca | 4010
Menorca | 4011
Menorca | 4012
Menorca | 4013
Menorca | 4014
Menorca | 4015
Menorca | 4016
Menorca | 4017
Menorca | 4018
Menorca | 4019
Menorca | 4020
Menorca | 4021
Menorca | 4022
Menorca | 4023
Menorca | 4024
Menorca | 4025
Menorca | 4026
Menorca | 4027
Menorca | 4028
Menorca | 4029
Menorca | 4030
Menorca | 4031
Menorca | 4032
Menorca | 4033
Menorca | 4034
Menorca | 4035
Menorca | 4036
Menorca | 4037
Menorca | 4038
Menorca | 4039
Menorca | 4040
Menorca | 4041
Menorca | 4042
Menorca | 4043
Menorca | 4044
Menorca | 4045
Menorca | 4046
Menorca | 4047
Menorca | 4048
Menorca | 4049
Menorca | 4050
Menorca | 4051
Menorca | 4052
Menorca | 4053
Menorca | 4054
Menorca | 4055
Menorca | 4056
Menorca | 4057
Menorca | 4058
Menorca | 4059
Menorca | 4060
Menorca | 4061
Menorca | 4062
Menorca | 4063
Menorca | 4064
Menorca | 4065
Menorca | 4066
Menorca | 4067
Menorca | 4068
Menorca | 4069
Menorca | 4070
Menorca | 4071
Menorca | 4072
Menorca | 4073
Menorca | 4074
Menorca | 4075
Menorca | 4076
Menorca | 4077
Menorca | 4078
Menorca | 4079
Menorca | 4080
Menorca | 4081
Menorca | 4082
Menorca | 4083
Menorca | 4084
Menorca | 4085
Menorca | 4086
Menorca | 4087
Menorca | 4088
Menorca | 4089
Menorca | 4090
Menorca | 4091
Menorca | 4092
Menorca | 4093
Menorca | 4094
Menorca | 4095
Menorca | 4096
Menorca | 4097
Menorca | 4098
Menorca | 4099
Menorca | 4100
Menorca | 4101
Menorca | 4102
Menorca | 4103
Menorca | 4104
Menorca | 4105
Menorca | 4106
Menorca | 4107
Menorca | 4108
Menorca | 4109
Menorca | 4110
Menorca | 4111
Menorca | 4112
Menorca | 4113
Menorca | 4114
Menorca | 4115
Menorca | 4116
Menorca | 4117
Menorca | 4118
Menorca | 4119
Menorca | 4120
Menorca | 4121
Menorca | 4122
Menorca | 4123
Menorca | 4124
Menorca | 4125
Menorca | 4126
Menorca | 4127
Menorca | 4128
Menorca | 4129
Menorca | 4130
Menorca | 4131
Menorca | 4132
Menorca | 4133
Menorca | 4134
Menorca | 4135
Menorca | 4136
Menorca | 4137
Menorca | 4138
Menorca | 4139
Menorca | 4140
Menorca | 4141
Menorca | 4142
Menorca | 4143
Menorca | 4144
Menorca | 4145
Menorca | 4146
Menorca | 4147
Menorca | 4148
Menorca | 4149
Menorca | 4150
Menorca | 4151
Menorca | 4152
Menorca | 4153
Menorca | 4154
Menorca | 4155
Menorca | 4156
Menorca | 4157
Menorca | 4158
Menorca | 4159
Menorca | 4160
Menorca | 4161
Menorca | 4162
Menorca | 4163
Menorca | 4164
Menorca | 4165
Menorca | 4166
Menorca | 4167
Menorca | 4168
Menorca | 4169
Menorca | 4170
Menorca | 4171
Menorca | 4172
Menorca | 4173
Menorca | 4174
Menorca | 4175
Menorca | 4176
Menorca | 4177
Menorca | 4178
Menorca | 4179
Menorca | 4180
Menorca | 4181
Menorca | 4182
Menorca | 4183
Menorca | 4184
Menorca | 4185
Menorca | 4186
Menorca | 4187
Menorca | 4188
Menorca | 4189
Menorca | 4190
Menorca | 4191
Menorca | 4192
Menorca | 4193
Menorca | 4194
Menorca | 4195
Menorca | 4196
Menorca | 4197
Menorca | 4198
Menorca | 4199
Menorca | 4200
Menorca | 4201
Menorca | 4202
Menorca | 4203
Menorca | 4204
Menorca | 4205
Menorca | 4206
Menorca | 4207
Menorca | 4208
Menorca | 4209
Menorca | 4210
Menorca | 4211
Menorca | 4212
Menorca | 4213
Menorca | 4214
Menorca | 4215
Menorca | 4216
Menorca | 4217
Menorca | 4218
Menorca | 4219
Menorca | 4220
Menorca | 4221
Menorca | 4222
Menorca | 4223
Menorca | 4224
Menorca | 4225
Menorca | 4226
Menorca | 4227
Menorca | 4228
Menorca | 4229
Menorca | 4230
Menorca | 4231
Menorca | 4232
Menorca | 4233
Menorca | 4234
Menorca | 4235
Menorca | 4236
Menorca | 4237
Menorca | 4238
Menorca | 4239
Menorca | 4240
Menorca | 4241
Menorca | 4242
Menorca | 4243
Menorca | 4244
Menorca | 4245
Menorca | 4246
Menorca | 4247
Menorca | 4248
Menorca | 4249
Menorca | 4250
Menorca | 4251
Menorca | 4252
Menorca | 4253
Menorca | 4254
Menorca | 4255
Menorca | 4256
Menorca | 4257
Menorca | 4258
Menorca | 4259
Menorca | 4260
Menorca | 4261
Menorca | 4262
Menorca | 4263
Menorca | 4264
Menorca | 4265
Menorca | 4266
Menorca | 4267
Menorca | 4268
Menorca | 4269
Menorca | 4270
Menorca | 4271
Menorca | 4272
Menorca | 4273
Menorca | 4274
Menorca | 4275
Menorca | 4276
Menorca | 4277
Menorca | 4278
Menorca | 4279
Menorca | 4280
Menorca | 4281
Menorca | 4282
Menorca | 4283
Menorca | 4284
Menorca | 4285
Menorca | 4286
Menorca | 4287
Menorca | 4288
Menorca | 4289
Menorca | 4290
Menorca | 4291
Menorca | 4292
Menorca | 4293
Menorca | 4294
Menorca | 4295
Menorca | 4296
Menorca | 4297
Menorca | 4298
Menorca | 4299
Menorca | 4300
Menorca | 4301
Menorca | 4302
Menorca | 4303
Menorca | 4304
Menorca | 4305
Menorca | 4306
Menorca | 4307
Menorca | 4308
Menorca | 4309
Menorca | 4310
Menorca | 4311
Menorca | 4312
Menorca | 4313
Menorca | 4314
Menorca | 4315
Menorca | 4316
Menorca | 4317
Menorca | 4318
Menorca | 4319
Menorca | 4320
Menorca | 4321
Menorca | 4322
Menorca | 4323
Menorca | 4324
Menorca | 4325
Menorca | 4326
Menorca | 4327
Menorca | 4328
Menorca | 4329
Menorca | 4330
Menorca | 4331
Menorca | 4332
Menorca | 4333
Menorca | 4334
Menorca | 4335
Menorca | 4336
Menorca | 4337
Menorca | 4338
Menorca | 4339
Menorca | 4340
Menorca | 4341
Menorca | 4342
Menorca | 4343
Menorca | 4344
Menorca | 4345
Menorca | 4346
Menorca | 4347
Menorca | 4348
Menorca | 4349
Menorca | 4350
Menorca | 4351
Menorca | 4352
Menorca | 4353
Menorca | 4354
Menorca | 4355
Menorca | 4356
Menorca | 4357
Menorca | 4358
Menorca | 4359
Menorca | 4360
Menorca | 4361
Menorca | 4362
Menorca | 4363
Menorca | 4364
Menorca | 4365
Menorca | 4366
Menorca | 4367
Menorca | 4368
Menorca | 4369
Menorca | 4370
Menorca | 4371
Menorca | 4372
Menorca | 4373
Menorca | 4374
Menorca | 4375
Menorca | 4376
Menorca | 4377
Menorca | 4378
Menorca | 4379
Menorca | 4380
Menorca | 4381
Menorca | 4382
Menorca | 4383
Menorca | 4384
Menorca | 4385
Menorca | 4386
Menorca | 4387
Menorca | 4388
Menorca | 4389
Menorca | 4390
Menorca | 4391
Menorca | 4392
Menorca | 4393
Menorca | 4394
Menorca | 4395
Menorca | 4396
Menorca | 4397
Menorca | 4398
Menorca | 4399
Menorca | 4400
Menorca | 4401
Menorca | 4402
Menorca | 4403
Menorca | 4404
Menorca | 4405
Menorca | 4406
Menorca | 4407
Menorca | 4408
Menorca | 4409
Menorca | 4410
Menorca | 4411
Menorca | 4412
Menorca | 4413
Menorca | 4414
Menorca | 4415
Menorca | 4416
Menorca | 4417
Menorca | 4418
Menorca | 4419
Menorca | 4420
Menorca | 4421
Menorca | 4422
Menorca | 4423
Menorca | 4424
Menorca | 4425
Menorca | 4426
Menorca | 4427
Menorca | 4428
Menorca | 4429
Menorca | 4430
Menorca | 4431
Menorca | 4432
Menorca | 4433
Menorca | 4434
Menorca | 4435
Menorca | 4436
Menorca | 4437
Menorca | 4438
Menorca | 4439
Menorca | 4440
Menorca | 4441
Menorca | 4442
Menorca | 4443
Menorca | 4444
Menorca | 4445
Menorca | 4446
Menorca | 4447
Menorca | 4448
Menorca | 4449
Menorca | 4450
Menorca | 4451
Menorca | 4452
Menorca | 4453
Menorca | 4454
Menorca | 4455
Menorca | 4456
Menorca | 4457
Menorca | 4458
Menorca | 4459
Menorca | 4460
Menorca | 4461
Menorca | 4462
Menorca | 4463
Menorca | 4464
Menorca | 4465
Menorca | 4466
Menorca | 4467
Menorca | 4468
Menorca | 4469
Menorca | 4470
Menorca | 4471
Menorca | 4472
Menorca | 4473
Menorca | 4474
Menorca | 4475
Menorca | 4476
Menorca | 4477
Menorca | 4478
Menorca | 4479
Menorca | 4480
Menorca | 4481
Menorca | 4482
Menorca | 4483
Menorca | 4484
Menorca | 4485
Menorca | 4486
Menorca | 4487
Menorca | 4488
Menorca | 4489
Menorca | 4490
Menorca | 4491
Menorca | 4492
Menorca | 4493
Menorca | 4494
Menorca | 4495
Menorca | 4496
Menorca | 4497
Menorca | 4498
Menorca | 4499
Menorca | 4500
Menorca | 4501
Menorca | 4502
Menorca | 4503
Menorca | 4504
Menorca | 4505
Menorca | 4506
Menorca | 4507
Menorca | 4508
Menorca | 4509
Menorca | 4510
Menorca | 4511
Menorca | 4512
Menorca | 4513
Menorca | 4514
Menorca | 4515
Menorca | 4516
Menorca | 4517
Menorca | 4518
Menorca | 4519
Menorca | 4520
Menorca | 4521
Menorca | 4522
Menorca | 4523
Menorca | 4524
Menorca | 4525
Menorca | 4526
Menorca | 4527
Menorca | 4528
Menorca | 4529
Menorca | 4530
Menorca | 4531
Menorca | 4532
Menorca | 4533
Menorca | 4534
Menorca | 4535
Menorca | 4536
Menorca | 4537
Menorca | 4538
Menorca | 4539
Menorca | 4540
Menorca | 4541
Menorca | 4542
Menorca | 4543
Menorca | 4544
Menorca | 4545
Menorca | 4546
Menorca | 4547
Menorca | 4548
Menorca | 4549
Menorca | 4550
Menorca | 4551
Menorca | 4552
Menorca | 4553
Menorca | 4554
Menorca | 4555
Menorca | 4556
Menorca | 4557
Menorca | 4558
Menorca | 4559
Menorca | 4560
Menorca | 4561
Menorca | 4562
Menorca | 4563
Menorca | 4564
Menorca | 4565
Menorca | 4566
Menorca | 4567
Menorca | 4568
Menorca | 4569
Menorca | 4570
Menorca | 4571
Menorca | 4572
Menorca | 4573
Menorca | 4574
Menorca | 4575
Menorca | 4576
Menorca | 4577
Menorca | 4578
Menorca | 4579
Menorca | 4580
Menorca | 4581
Menorca | 4582
Menorca | 4583
Menorca | 4584
Menorca | 4585
Menorca | 4586
Menorca | 4587
Menorca | 4588
Menorca | 4589
Menorca | 4590
Menorca | 4591
Menorca | 4592
Menorca | 4593
Menorca | 4594
Menorca | 4595
Menorca | 4596
Menorca | 4597
Menorca | 4598
Menorca | 4599
Menorca | 4600
Menorca | 4601
Menorca | 4602
Menorca | 4603
Menorca | 4604
Menorca | 4605
Menorca | 4606
Menorca | 4607
Menorca | 4608
Menorca | 4609
Menorca | 4610
Menorca | 4611
Menorca | 4612
Menorca | 4613
Menorca | 4614
Menorca | 4615
Menorca | 4616
Menorca | 4617
Menorca | 4618
Menorca | 4619
Menorca | 4620
Menorca | 4621
Menorca | 4622
Menorca | 4623
Menorca | 4624
Menorca | 4625
Menorca | 4626
Menorca | 4627
Menorca | 4628
Menorca | 4629
Menorca | 4630
Menorca | 4631
Menorca | 4632
Menorca | 4633
Menorca | 4634
Menorca | 4635
Menorca | 4636
Menorca | 4637
Menorca | 4638
Menorca | 4639
Menorca | 4640
Menorca | 4641
Menorca | 4642
Menorca | 4643
Menorca | 4644
Menorca | 4645
Menorca | 4646
Menorca | 4647
Menorca | 4648
Menorca | 4649
Menorca | 4650
Menorca | 4651
Menorca | 4652
Menorca | 4653
Menorca | 4654
Menorca | 4655
Menorca | 4656
Menorca | 4657
Menorca | 4658
Menorca | 4659
Menorca | 4660
Menorca | 4661
Menorca | 4662
Menorca | 4663
Menorca | 4664
Menorca | 4665
Menorca | 4666
Menorca | 4667
Menorca | 4668
Menorca | 4669
Menorca | 4670
Menorca | 4671
Menorca | 4672
Menorca | 4673
Menorca | 4674
Menorca | 4675
Menorca | 4676
Menorca | 4677
Menorca | 4678
Menorca | 4679
Menorca | 4680
Menorca | 4681
Menorca | 4682
Menorca | 4683
Menorca | 4684
Menorca | 4685
Menorca | 4686
Menorca | 4687
Menorca | 4688
Menorca | 4689
Menorca | 4690
Menorca | 4691
Menorca | 4692
Menorca | 4693
Menorca | 4694
Menorca | 4695
Menorca | 4696
Menorca | 4697
Menorca | 4698
Menorca | 4699
Menorca | 4700
Menorca | 4701
Menorca | 4702
Menorca | 4703
Menorca | 4704
Menorca | 4705
Menorca | 4706
Menorca | 4707
Menorca | 4708
Menorca | 4709
Menorca | 4710
Menorca | 4711
Menorca | 4712
Menorca | 4713
Menorca | 4714
Menorca | 4715
Menorca | 4716
Menorca | 4717
Menorca | 4718
Menorca | 4719
Menorca | 4720
Menorca | 4721
Menorca | 4722
Menorca | 4723
Menorca | 4724
Menorca | 4725
Menorca | 4726
Menorca | 4727
Menorca | 4728
Menorca | 4729
Menorca | 4730
Menorca | 4731
Menorca | 4732
Menorca | 4733
Menorca | 4734
Menorca | 4735
Menorca | 4736
Menorca | 4737
Menorca | 4738
Menorca | 4739
Menorca | 4740
Menorca | 4741
Menorca | 4742
Menorca | 4743
Menorca | 4744
Menorca | 4745
Menorca | 4746
Menorca | 4747
Menorca | 4748
Menorca | 4749
Menorca | 4750
Menorca | 4751
Menorca | 4752
Menorca | 4753
Menorca | 4754
Menorca | 4755
Menorca | 4756
Menorca | 4757
Menorca | 4758
Menorca | 4759
Menorca | 4760
Menorca | 4761
Menorca | 4762
Menorca | 4763
Menorca | 4764
Menorca | 4765
Menorca | 4766
Menorca | 4767
Menorca | 4768
Menorca | 4769
Menorca | 4770
Menorca | 4771
Menorca | 4772
Menorca | 4773
Menorca | 4774
Menorca | 4775
Menorca | 4776
Menorca | 4777
Menorca | 4778
Menorca | 4779
Menorca | 4780
Menorca | 4781
Menorca | 4782
Menorca | 4783
Menorca | 4784
Menorca | 4785
Menorca | 4786
Menorca | 4787
Menorca | 4788
Menorca | 4789
Menorca | 4790
Menorca | 4791
Menorca | 4792
Menorca | 4793
Menorca | 4794
Menorca | 4795
Menorca | 4796
Menorca | 4797
Menorca | 4798
Menorca | 4799
Menorca | 4800
Menorca | 4801
Menorca | 4802
Menorca | 4803
Menorca | 4804
Menorca | 4805
Menorca | 4806
Menorca | 4807
Menorca | 4808
Menorca | 4809
Menorca | 4810
Menorca | 4811
Menorca | 4812
Menorca | 4813
Menorca | 4814
Menorca | 4815
Menorca | 4816
Menorca | 4817
Menorca | 4818
Menorca | 4819
Menorca | 4820
Menorca | 4821
Menorca | 4822
Menorca | 4823
Menorca | 4824
Menorca | 4825
Menorca | 4826
Menorca | 4827
Menorca | 4828
Menorca | 4829
Menorca | 4830
Menorca | 4831
Menorca | 4832
Menorca | 4833
Menorca | 4834
Menorca | 4835
Menorca | 4836
Menorca | 4837
Menorca | 4838
Menorca | 4839
Menorca | 4840
Menorca | 4841
Menorca | 4842
Menorca | 4843
Menorca | 4844
Menorca | 4845
Menorca | 4846
Menorca | 4847
Menorca | 4848
Menorca | 4849
Menorca | 4850
Menorca | 4851
Menorca | 4852
Menorca | 4853
Menorca | 4854
Menorca | 4855
Menorca | 4856
Menorca | 4857
Menorca | 4858
Menorca | 4859
Menorca | 4860
Menorca | 4861
Menorca | 4862
Menorca | 4863
Menorca | 4864
Menorca | 4865
Menorca | 4866
Menorca | 4867
Menorca | 4868
Menorca | 4869
Menorca | 4870
Menorca | 4871
Menorca | 4872
Menorca | 4873
Menorca | 4874
Menorca | 4875
Menorca | 4876
Menorca | 4877
Menorca | 4878
Menorca | 4879
Menorca | 4880
Menorca | 4881
Menorca | 4882
Menorca | 4883
Menorca | 4884
Menorca | 4885
Menorca | 4886
Menorca | 4887
Menorca | 4888
Menorca | 4889
Menorca | 4890
Menorca | 4891
Menorca | 4892
Menorca | 4893
Menorca | 4894
Menorca | 4895
Menorca | 4896
Menorca | 4897
Menorca | 4898
Menorca | 4899
Menorca | 4900
Menorca | 4901
Menorca | 4902
Menorca | 4903
Menorca | 4904
Menorca | 4905
Menorca | 4906
Menorca | 4907
Menorca | 4908
Menorca | 4909
Menorca | 4910
Menorca | 4911
Menorca | 4912
Menorca | 4913
Menorca | 4914
Menorca | 4915
Menorca | 4916
Menorca | 4917
Menorca | 4918
Menorca | 4919
Menorca | 4920
Menorca | 4921
Menorca | 4922
Menorca | 4923
Menorca | 4924
Menorca | 4925
Menorca | 4926
Menorca | 4927
Menorca | 4928
Menorca | 4929
Menorca | 4930
Menorca | 4931
Menorca | 4932
Menorca | 4933
Menorca | 4934
Menorca | 4935
Menorca | 4936
Menorca | 4937
Menorca | 4938
Menorca | 4939
Menorca | 4940
Menorca | 4941
Menorca | 4942
Menorca | 4943
Menorca | 4944
Menorca | 4945
Menorca | 4946
Menorca | 4947
Menorca | 4948
Menorca | 4949
Menorca | 4950
Menorca | 4951
Menorca | 4952
Menorca | 4953
Menorca | 4954
Menorca | 4955
Menorca | 4956
Menorca | 4957
Menorca | 4958
Menorca | 4959
Menorca | 4960
Menorca | 4961
Menorca | 4962
Menorca | 4963
Menorca | 4964
Menorca | 4965
Menorca | 4966
Menorca | 4967
Menorca | 4968
Menorca | 4969
Menorca | 4970
Menorca | 4971
Menorca | 4972
Menorca | 4973
Menorca | 4974
Menorca | 4975
Menorca | 4976
Menorca | 4977
Menorca | 4978
Menorca | 4979
Menorca | 4980
Menorca | 4981
Menorca | 4982
Menorca | 4983
Menorca | 4984
Menorca | 4985
Menorca | 4986
Menorca | 4987
Menorca | 4988
Menorca | 4989
Menorca | 4990
Menorca | 4991
Menorca | 4992
Menorca | 4993
Menorca | 4994
Menorca | 4995
Menorca | 4996
Menorca | 4997
Menorca | 4998
Menorca | 4999
Menorca | 5000
Menorca | 5001
Menorca | 5002
Menorca | 5003
Menorca | 5004
Menorca | 5005
Menorca | 5006
Menorca | 5007
Menorca | 5008
Menorca | 5009
Menorca | 5010
Menorca | 5011
Menorca | 5012
Menorca | 5013
Menorca | 5014
Menorca | 5015
Menorca | 5016
Menorca | 5017
Menorca | 5018
Menorca | 5019
Menorca | 5020
Menorca | 5021
Menorca | 5022
Menorca | 5023
Menorca | 5024
Menorca | 5025
Menorca | 5026
Menorca | 5027
Menorca | 5028
Menorca | 5029
Menorca | 5030
Menorca | 5031
Menorca | 5032
Menorca | 5033
Menorca | 5034
Menorca | 5035
Menorca | 5036
Menorca | 5037
Menorca | 5038
Menorca | 5039
Menorca | 5040
Menorca | 5041
Menorca | 5042
Menorca | 5043
Menorca | 5044
Menorca | 5045
Menorca | 5046
Menorca | 5047
Menorca | 5048
Menorca | 5049
Menorca | 5050
Menorca | 5051
Menorca | 5052
Menorca | 5053
Menorca | 5054
Menorca | 5055
Menorca | 5056
Menorca | 5057
Menorca | 5058
Menorca | 5059
Menorca | 5060
Menorca | 5061
Menorca | 5062
Menorca | 5063
Menorca | 5064
Menorca | 5065
Menorca | 5066
Menorca | 5067
Menorca | 5068
Menorca | 5069
Menorca | 5070
Menorca | 5071
Menorca | 5072
Menorca | 5073
Menorca | 5074
Menorca | 5075
Menorca | 5076
Menorca | 5077
Menorca | 5078
Menorca | 5079
Menorca | 5080
Menorca | 5081
Menorca | 5082
Menorca | 5083
Menorca | 5084
Menorca | 5085
Menorca | 5086
Menorca | 5087
Menorca | 5088
Menorca | 5089
Menorca | 5090
Menorca | 5091
Menorca | 5092
Menorca | 5093
Menorca | 5094
Menorca | 5095
Menorca | 5096
Menorca | 5097
Menorca | 5098
Menorca | 5099
Menorca | 5100
Menorca | 5101
Menorca | 5102
Menorca | 5103
Menorca | 5104
Menorca | 5105
Menorca | 5106
Menorca | 5107
Menorca | 5108
Menorca | 5109
Menorca | 5110
Menorca | 5111
Menorca | 5112
Menorca | 5113
Menorca | 5114
Menorca | 5115
Menorca | 5116
Menorca | 5117
Menorca | 5118
Menorca | 5119
Menorca | 5120
Menorca | 5121
Menorca | 5122
Menorca | 5123
Menorca | 5124
Menorca | 5125
Menorca | 5126
Menorca | 5127
Menorca | 5128
Menorca | 5129
Menorca | 5130
Menorca | 5131
Menorca | 5132
Menorca | 5133
Menorca | 5134
Menorca | 5135
Menorca | 5136
Menorca | 5137
Menorca | 5138
Menorca | 5139
Menorca | 5140
Menorca | 5141
Menorca | 5142
Menorca | 5143
Menorca | 5144
Menorca | 5145
Menorca | 5146
Menorca | 5147
Menorca | 5148
Menorca | 5149
Menorca | 5150
Menorca | 5151
Menorca | 5152
Menorca | 5153
Menorca | 5154
Menorca | 5155
Menorca | 5156
Menorca | 5157
Menorca | 5158
Menorca | 5159
Menorca | 5160
Menorca | 5161
Menorca | 5162
Menorca | 5163
Menorca | 5164
Menorca | 5165
Menorca | 5166
Menorca | 5167
Menorca | 5168
Menorca | 5169
Menorca | 5170
Menorca | 5171
Menorca | 5172
Menorca | 5173
Menorca | 5174
Menorca | 5175
Menorca | 5176
Menorca | 5177
Menorca | 5178
Menorca | 5179
Menorca | 5180
Menorca | 5181
Menorca | 5182
Menorca | 5183
Menorca | 5184
Menorca | 5185
Menorca | 5186
Menorca | 5187
Menorca | 5188
Menorca | 5189
Menorca | 5190
Menorca | 5191
Menorca | 5192
Menorca | 5193
Menorca | 5194
Menorca | 5195
Menorca | 5196
Menorca | 5197
Menorca | 5198
Menorca | 5199
Menorca | 5200
Menorca | 5201
Menorca | 5202
Menorca | 5203
Menorca | 5204
Menorca | 5205
Menorca | 5206
Menorca | 5207
Menorca | 5208
Menorca | 5209
Menorca | 5210
Menorca | 5211
Menorca | 5212
Menorca | 5213
Menorca | 5214
Menorca | 5215
Menorca | 5216
Menorca | 5217
Menorca | 5218
Menorca | 5219
Menorca | 5220
Menorca | 5221
Menorca | 5222
Menorca | 5223
Menorca | 5224
Menorca | 5225
Menorca | 5226
Menorca | 5227
Menorca | 5228
Menorca | 5229
Menorca | 5230
Menorca | 5231
Menorca | 5232
Menorca | 5233
Menorca | 5234
Menorca | 5235
Menorca | 5236
Menorca | 5237
Menorca | 5238
Menorca | 5239
Menorca | 5240
Menorca | 5241
Menorca | 5242
Menorca | 5243
Menorca | 5244
Menorca | 5245
Menorca | 5246
Menorca | 5247
Menorca | 5248
Menorca | 5249
Menorca | 5250
Menorca | 5251
Menorca | 5252
Menorca | 5253
Menorca | 5254
Menorca | 5255
Menorca | 5256
Menorca | 5257
Menorca | 5258
Menorca | 5259
Menorca | 5260
Menorca | 5261
Menorca | 5262
Menorca | 5263
Menorca | 5264
Menorca | 5265
Menorca | 5266
Menorca | 5267
Menorca | 5268
Menorca | 5269
Menorca | 5270
Menorca | 5271
Menorca | 5272
Menorca | 5273
Menorca | 5274
Menorca | 5275
Menorca | 5276
Menorca | 5277
Menorca | 5278
Menorca | 5279
Menorca | 5280
Menorca | 5281
Menorca | 5282
Menorca | 5283
Menorca | 5284
Menorca | 5285
Menorca | 5286
Menorca | 5287
Menorca | 5288
Menorca | 5289
Menorca | 5290
Menorca | 5291
Menorca | 5292
Menorca | 5293
Menorca | 5294
Menorca | 5295
Menorca | 5296
Menorca | 5297
Menorca | 5298
Menorca | 5299
Menorca | 5300
Menorca | 5301
Menorca | 5302
Menorca | 5303
Menorca | 5304
Menorca | 5305
Menorca | 5306
Menorca | 5307
Menorca | 5308
Menorca | 5309
Menorca | 5310
Menorca | 5311
Menorca | 5312
Menorca | 5313
Menorca | 5314
Menorca | 5315
Menorca | 5316
Menorca | 5317
Menorca | 5318
Menorca | 5319
Menorca | 5320
Menorca | 5321
Menorca | 5322
Menorca | 5323
Menorca | 5324
Menorca | 5325
Menorca | 5326
Menorca | 5327
Menorca | 5328
Menorca | 5329
Menorca | 5330
Menorca | 5331
Menorca | 5332
Menorca | 5333
Menorca | 5334
Menorca | 5335
Menorca | 5336
Menorca | 5337
Menorca | 5338
Menorca | 5339
Menorca | 5340
Menorca | 5341
Menorca | 5342
Menorca | 5343
Menorca | 5344
Menorca | 5345
Menorca | 5346
Menorca | 5347
Menorca | 5348
Menorca | 5349
Menorca | 5350
Menorca | 5351
Menorca | 5352
Menorca | 5353
Menorca | 5354
Menorca | 5355
Menorca | 5356
Menorca | 5357
Menorca | 5358
Menorca | 5359
Menorca | 5360
Menorca | 5361
Menorca | 5362
Menorca | 5363
Menorca | 5364
Menorca | 5365
Menorca | 5366
Menorca | 5367
Menorca | 5368
Menorca | 5369
Menorca | 5370
Menorca | 5371
Menorca | 5372
Menorca | 5373
Menorca | 5374
Menorca | 5375
Menorca | 5376
Menorca | 5377
Menorca | 5378
Menorca | 5379
Menorca | 5380
Menorca | 5381
Menorca | 5382
Menorca | 5383
Menorca | 5384
Menorca | 5385
Menorca | 5386
Menorca | 5387
Menorca | 5388
Menorca | 5389
Menorca | 5390
Menorca | 5391
Menorca | 5392
Menorca | 5393
Menorca | 5394
Menorca | 5395
Menorca | 5396
Menorca | 5397
Menorca | 5398
Menorca | 5399
Menorca | 5400
Menorca | 5401
Menorca | 5402
Menorca | 5403
Menorca | 5404
Menorca | 5405
Menorca | 5406
Menorca | 5407
Menorca | 5408
Menorca | 5409
Menorca | 5410
Menorca | 5411
Menorca | 5412
Menorca | 5413
Menorca | 5414
Menorca | 5415
Menorca | 5416
Menorca | 5417
Menorca | 5418
Menorca | 5419
Menorca | 5420
Menorca | 5421
Menorca | 5422
Menorca | 5423
Menorca | 5424
Menorca | 5425
Menorca | 5426
Menorca | 5427
Menorca | 5428
Menorca | 5429
Menorca | 5430
Menorca | 5431
Menorca | 5432
Menorca | 5433
Menorca | 5434
Menorca | 5435
Menorca | 5436
Menorca | 5437
Menorca | 5438
Menorca | 5439
Menorca | 5440
Menorca | 5441
Menorca | 5442
Menorca | 5443
Menorca | 5444
Menorca | 5445
Menorca | 5446
Menorca | 5447
Menorca | 5448
Menorca | 5449
Menorca | 5450
Menorca | 5451
Menorca | 5452
Menorca | 5453
Menorca | 5454
Menorca | 5455
Menorca | 5456
Menorca | 5457
Menorca | 5458
Menorca | 5459
Menorca | 5460
Menorca | 5461
Menorca | 5462
Menorca | 5463
Menorca | 5464
Menorca | 5465
Menorca | 5466
Menorca | 5467
Menorca | 5468
Menorca | 5469
Menorca | 5470
Menorca | 5471
Menorca | 5472
Menorca | 5473
Menorca | 5474
Menorca | 5475
Menorca | 5476
Menorca | 5477
Menorca | 5478
Menorca | 5479
Menorca | 5480
Menorca | 5481
Menorca | 5482
Menorca | 5483
Menorca | 5484
Menorca | 5485
Menorca | 5486
Menorca | 5487
Menorca | 5488
Menorca | 5489
Menorca | 5490
Menorca | 5491
Menorca | 5492
Menorca | 5493
Menorca | 5494
Menorca | 5495
Menorca | 5496
Menorca | 5497
Menorca | 5498
Menorca | 5499
Menorca | 5500
Menorca | 5501
Menorca | 5502
Menorca | 5503
Menorca | 5504
Menorca | 5505
Menorca | 5506
Menorca | 5507
Menorca | 5508
Menorca | 5509
Menorca | 5510
Menorca | 5511
Menorca | 5512
Menorca | 5513
Menorca | 5514
Menorca | 5515
Menorca | 5516
Menorca | 5517
Menorca | 5518
Menorca | 5519
Menorca | 5520
Menorca | 5521
Menorca | 5522
Menorca | 5523
Menorca | 5524
Menorca | 5525
Menorca | 5526
Menorca | 5527
Menorca | 5528
Menorca | 5529
Menorca | 5530
Menorca | 5531
Menorca | 5532
Menorca | 5533
Menorca | 5534
Menorca | 5535
Menorca | 5536
Menorca | 5537
Menorca | 5538
Menorca | 5539
Menorca | 5540
Menorca | 5541
Menorca | 5542
Menorca | 5543
Menorca | 5544
Menorca | 5545
Menorca | 5546
Menorca | 5547
Menorca | 5548
Menorca | 5549
Menorca | 5550
Menorca | 5551
Menorca | 5552
Menorca | 5553
Menorca | 5554
Menorca | 5555
Menorca | 5556
Menorca | 5557
Menorca | 5558
Menorca | 5559
Menorca | 5560
Menorca | 5561
Menorca | 5562
Menorca | 5563
Menorca | 5564
Menorca | 5565
Menorca | 5566
Menorca | 5567
Menorca | 5568
Menorca | 5569
Menorca | 5570
Menorca | 5571
Menorca | 5572
Menorca | 5573
Menorca | 5574
Menorca | 5575
Menorca | 5576
Menorca | 5577
Menorca | 5578
Menorca | 5579
Menorca | 5580
Menorca | 5581
Menorca | 5582
Menorca | 5583
Menorca | 5584
Menorca | 5585
Menorca | 5586
Menorca | 5587
Menorca | 5588
Menorca | 5589
Menorca | 5590
Menorca | 5591
Menorca | 5592
Menorca | 5593
Menorca | 5594
Menorca | 5595
Menorca | 5596
Menorca | 5597
Menorca | 5598
Menorca | 5599
Menorca | 5600
Menorca | 5601
Menorca | 5602
Menorca | 5603
Menorca | 5604
Menorca | 5605
Menorca | 5606
Menorca | 5607
Menorca | 5608
Menorca | 5609
Menorca | 5610
Menorca | 5611
Menorca | 5612
Menorca | 5613
Menorca | 5614
Menorca | 5615
Menorca | 5616
Menorca | 5617
Menorca | 5618
Menorca | 5619
Menorca | 5620
Menorca | 5621
Menorca | 5622
Menorca | 5623
Menorca | 5624
Menorca | 5625
Menorca | 5626
Menorca | 5627
Menorca | 5628
Menorca | 5629
Menorca | 5630
Menorca | 5631
Menorca | 5632
Menorca | 5633
Menorca | 5634
Menorca | 5635
Menorca | 5636
Menorca | 5637
Menorca | 5638
Menorca | 5639
Menorca | 5640
Menorca | 5641
Menorca | 5642
Menorca | 5643
Menorca | 5644
Menorca | 5645
Menorca | 5646
Menorca | 5647
Menorca | 5648
Menorca | 5649
Menorca | 5650
Menorca | 5651
Menorca | 5652
Menorca | 5653
Menorca | 5654
Menorca | 5655
Menorca | 5656
Menorca | 5657
Menorca | 5658
Menorca | 5659
Menorca | 5660
Menorca | 5661
Menorca | 5662
Menorca | 5663
Menorca | 5664
Menorca | 5665
Menorca | 5666
Menorca | 5667
Menorca | 5668
Menorca | 5669
Menorca | 5670
Menorca | 5671
Menorca | 5672
Menorca | 5673
Menorca | 5674
Menorca | 5675
Menorca | 5676
Menorca | 5677
Menorca | 5678
Menorca | 5679
Menorca | 5680
Menorca | 5681
Menorca | 5682
Menorca | 5683
Menorca | 5684
Menorca | 5685
Menorca | 5686
Menorca | 5687
Menorca | 5688
Menorca | 5689
Menorca | 5690
Menorca | 5691
Menorca | 5692
Menorca | 5693
Menorca | 5694
Menorca | 5695
Menorca | 5696
Menorca | 5697
Menorca | 5698
Menorca | 5699
Menorca | 5700
Menorca | 5701
Menorca | 5702
Menorca | 5703
Menorca | 5704
Menorca | 5705
Menorca | 5706
Menorca | 5707
Menorca | 5708
Menorca | 5709
Menorca | 5710
Menorca | 5711
Menorca | 5712
Menorca | 5713
Menorca | 5714
Menorca | 5715
Menorca | 5716
Menorca | 5717
Menorca | 5718
Menorca | 5719
Menorca | 5720
Menorca | 5721
Menorca | 5722
Menorca | 5723
Menorca | 5724
Menorca | 5725
Menorca | 5726
Menorca | 5727
Menorca | 5728
Menorca | 5729
Menorca | 5730
Menorca | 5731
Menorca | 5732
Menorca | 5733
Menorca | 5734
Menorca | 5735
Menorca | 5736
Menorca | 5737
Menorca | 5738
Menorca | 5739
Menorca | 5740
Menorca | 5741
Menorca | 5742
Menorca | 5743
Menorca | 5744
Menorca | 5745
Menorca | 5746
Menorca | 5747
Menorca | 5748
Menorca | 5749
Menorca | 5750
Menorca | 5751
Menorca | 5752
Menorca | 5753
Menorca | 5754
Menorca | 5755
Menorca | 5756
Menorca | 5757
Menorca | 5758
Menorca | 5759
Menorca | 5760
Menorca | 5761
Menorca | 5762
Menorca | 5763
Menorca | 5764
Menorca | 5765
Menorca | 5766
Menorca | 5767
Menorca | 5768
Menorca | 5769
Menorca | 5770
Menorca | 5771
Menorca | 5772
Menorca | 5773
Menorca | 5774
Menorca | 5775
Menorca | 5776
Menorca | 5777
Menorca | 5778
Menorca | 5779
Menorca | 5780
Menorca | 5781
Menorca | 5782
Menorca | 5783
Menorca | 5784
Menorca | 5785
Menorca | 5786
Menorca | 5787
Menorca | 5788
Menorca | 5789
Menorca | 5790
Menorca | 5791
Menorca | 5792
Menorca | 5793
Menorca | 5794
Menorca | 5795
Menorca | 5796
Menorca | 5797
Menorca | 5798
Menorca | 5799
Menorca | 5800
Menorca | 5801
Menorca | 5802
Menorca | 5803
Menorca | 5804
Menorca | 5805
Menorca | 5806
Menorca | 5807
Menorca | 5808
Menorca | 5809
Menorca | 5810
Menorca | 5811
Menorca | 5812
Menorca | 5813
Menorca | 5814
Menorca | 5815
Menorca | 5816
Menorca | 5817
Menorca | 5818
Menorca | 5819
Menorca | 5820
Menorca | 5821
Menorca | 5822
Menorca | 5823
Menorca | 5824
Menorca | 5825
Menorca | 5826
Menorca | 5827
Menorca | 5828
Menorca | 5829
Menorca | 5830
Menorca | 5831
Menorca | 5832
Menorca | 5833
Menorca | 5834
Menorca | 5835
Menorca | 5836
Menorca | 5837
Menorca | 5838
Menorca | 5839
Menorca | 5840
Menorca | 5841
Menorca | 5842
Menorca | 5843
Menorca | 5844
Menorca | 5845
Menorca | 5846
Menorca | 5847
Menorca | 5848
Menorca | 5849
Menorca | 5850
Menorca | 5851
Menorca | 5852
Menorca | 5853
Menorca | 5854
Menorca | 5855
Menorca | 5856
Menorca | 5857
Menorca | 5858
Menorca | 5859
Menorca | 5860
Menorca | 5861
Menorca | 5862
Menorca | 5863
Menorca | 5864
Menorca | 5865
Menorca | 5866
Menorca | 5867
Menorca | 5868
Menorca | 5869
Menorca | 5870
Menorca | 5871
Menorca | 5872
Menorca | 5873
Menorca | 5874
Menorca | 5875
Menorca | 5876
Menorca | 5877
Menorca | 5878
Menorca | 5879
Menorca | 5880
Menorca | 5881
Menorca | 5882
Menorca | 5883
Menorca | 5884
Menorca | 5885
Menorca | 5886
Menorca | 5887
Menorca | 5888
Menorca | 5889
Menorca | 5890
Menorca | 5891
Menorca | 5892
Menorca | 5893
Menorca | 5894
Menorca | 5895
Menorca | 5896
Menorca | 5897
Menorca | 5898
Menorca | 5899
Menorca | 5900
Menorca | 5901
Menorca | 5902
Menorca | 5903
Menorca | 5904
Menorca | 5905
Menorca | 5906
Menorca | 5907
Menorca | 5908
Menorca | 5909
Menorca | 5910
Menorca | 5911
Menorca | 5912
Menorca | 5913
Menorca | 5914
Menorca | 5915
Menorca | 5916
Menorca | 5917
Menorca | 5918
Menorca | 5919
Menorca | 5920
Menorca | 5921
Menorca | 5922
Menorca | 5923
Menorca | 5924
Menorca | 5925
Menorca | 5926
Menorca | 5927
Menorca | 5928
Menorca | 5929
Menorca | 5930
Menorca | 5931
Menorca | 5932
Menorca | 5933
Menorca | 5934
Menorca | 5935
Menorca | 5936
Menorca | 5937
Menorca | 5938
Menorca | 5939
Menorca | 5940
Menorca | 5941
Menorca | 5942
Menorca | 5943
Menorca | 5944
Menorca | 5945
Menorca | 5946
Menorca | 5947
Menorca | 5948
Menorca | 5949
Menorca | 5950
Menorca | 5951
Menorca | 5952
Menorca | 5953
Menorca | 5954
Menorca | 5955
Menorca | 5956
Menorca | 5957
Menorca | 5958
Menorca | 5959
Menorca | 5960
Menorca | 5961
Menorca | 5962
Menorca | 5963
Menorca | 5964
Menorca | 5965
Menorca | 5966
Menorca | 5967
Menorca | 5968
Menorca | 5969
Menorca | 5970
Menorca | 5971
Menorca | 5972
Menorca | 5973
Menorca | 5974
Menorca | 5975
Menorca | 5976
Menorca | 5977
Menorca | 5978
Menorca | 5979
Menorca | 5980
Menorca | 5981
Menorca | 5982
Menorca | 5983
Menorca | 5984
Menorca | 5985
Menorca | 5986
Menorca | 5987
Menorca | 5988
Menorca | 5989
Menorca | 5990
Menorca | 5991
Menorca | 5992
Menorca | 5993
Menorca | 5994
Menorca | 5995
Menorca | 5996
Menorca | 5997
Menorca | 5998
Menorca | 5999
Menorca | 6000
Menorca | 6001
Menorca | 6002
Menorca | 6003
Menorca | 6004
Menorca | 6005
Menorca | 6006
Menorca | 6007
Menorca | 6008
Menorca | 6009
Menorca | 6010
Menorca | 6011
Menorca | 6012
Menorca | 6013
Menorca | 6014
Menorca | 6015
Menorca | 6016
Menorca | 6017
Menorca | 6018
Menorca | 6019
Menorca | 6020
Menorca | 6021
Menorca | 6022
Menorca | 6023
Menorca | 6024
Menorca | 6025
Menorca | 6026
Menorca | 6027
Menorca | 6028
Menorca | 6029
Menorca | 6030
Menorca | 6031
Menorca | 6032
Menorca | 6033
Menorca | 6034
Menorca | 6035
Menorca | 6036
Menorca | 6037
Menorca | 6038
Menorca | 6039
Menorca | 6040
Menorca | 6041
Menorca | 6042
Menorca | 6043
Menorca | 6044
Menorca | 6045
Menorca | 6046
Menorca | 6047
Menorca | 6048
Menorca | 6049
Menorca | 6050
Menorca | 6051
Menorca | 6052
Menorca | 6053
Menorca | 6054
Menorca | 6055
Menorca | 6056
Menorca | 6057
Menorca | 6058
Menorca | 6059
Menorca | 6060
Menorca | 6061
Menorca | 6062
Menorca | 6063
Menorca | 6064
Menorca | 6065
Menorca | 6066
Menorca | 6067
Menorca | 6068
Menorca | 6069
Menorca | 6070
Menorca | 6071
Menorca | 6072
Menorca | 6073
Menorca | 6074
Menorca | 6075
Menorca | 6076
Menorca | 6077
Menorca | 6078
Menorca | 6079
Menorca | 6080
Menorca | 6081
Menorca | 6082
Menorca | 6083
Menorca | 6084
Menorca | 6085
Menorca | 6086
Menorca | 6087
Menorca | 6088
Menorca | 6089
Menorca | 6090
Menorca | 6091
Menorca | 6092
Menorca | 6093
Menorca | 6094
Menorca | 6095
Menorca | 6096
Menorca | 6097
Menorca | 6098
Menorca | 6099
Menorca | 6100
Menorca | 6101
Menorca | 6102
Menorca | 6103
Menorca | 6104
Menorca | 6105
Menorca | 6106
Menorca | 6107
Menorca | 6108
Menorca | 6109
Menorca | 6110
Menorca | 6111
Menorca | 6112
Menorca | 6113
Menorca | 6114
Menorca | 6115
Menorca | 6116
Menorca | 6117
Menorca | 6118
Menorca | 6119
Menorca | 6120
Menorca | 6121
Menorca | 6122
Menorca | 6123
Menorca | 6124
Menorca | 6125
Menorca | 6126
Menorca | 6127
Menorca | 6128
Menorca | 6129
Menorca | 6130
Menorca | 6131
Menorca | 6132
Menorca | 6133
Menorca | 6134
Menorca | 6135
Menorca | 6136
Menorca | 6137
Menorca | 6138
Menorca | 6139
Menorca | 6140
Menorca | 6141
Menorca | 6142
Menorca | 6143
Menorca | 6144
Menorca | 6145
Menorca | 6146
Menorca | 6147
Menorca | 6148
Menorca | 6149
Menorca | 6150
Menorca | 6151
Menorca | 6152
Menorca | 6153
Menorca | 6154
Menorca | 6155
Menorca | 6156
Menorca | 6157
Menorca | 6158
Menorca | 6159
Menorca | 6160
Menorca | 6161
Menorca | 6162
Menorca | 6163
Menorca | 6164
Menorca | 6165
Menorca | 6166
Menorca | 6167
Menorca | 6168
Menorca | 6169
Menorca | 6170
Menorca | 6171
Menorca | 6172
Menorca | 6173
Menorca | 6174
Menorca | 6175
Menorca | 6176
Menorca | 6177
Menorca | 6178
Menorca | 6179
Menorca | 6180
Menorca | 6181
Menorca | 6182
Menorca | 6183
Menorca | 6184
Menorca | 6185
Menorca | 6186
Menorca | 6187
Menorca | 6188
Menorca | 6189
Menorca | 6190
Menorca | 6191
Menorca | 6192
Menorca | 6193
Menorca | 6194
Menorca | 6195
Menorca | 6196
Menorca | 6197
Menorca | 6198
Menorca | 6199
Menorca | 6200
Menorca | 6201
Menorca | 6202
Menorca | 6203
Menorca | 6204
Menorca | 6205
Menorca | 6206
Menorca | 6207
Menorca | 6208
Menorca | 6209
Menorca | 6210
Menorca | 6211
Menorca | 6212
Menorca | 6213
Menorca | 6214
Menorca | 6215
Menorca | 6216
Menorca | 6217
Menorca | 6218
Menorca | 6219
Menorca | 6220
Menorca | 6221
Menorca | 6222
Menorca | 6223
Menorca | 6224
Menorca | 6225
Menorca | 6226
Menorca | 6227
Menorca | 6228
Menorca | 6229
Menorca | 6230
Menorca | 6231
Menorca | 6232
Menorca | 6233
Menorca | 6234
Menorca | 6235
Menorca | 6236
Menorca | 6237
Menorca | 6238
Menorca | 6239
Menorca | 6240
Menorca | 6241
Menorca | 6242
Menorca | 6243
Menorca | 6244
Menorca | 6245
Menorca | 6246
Menorca | 6247
Menorca | 6248
Menorca | 6249
Menorca | 6250
Menorca | 6251
Menorca | 6252
Menorca | 6253
Menorca | 6254
Menorca | 6255
Menorca | 6256
Menorca | 6257
Menorca | 6258
Menorca | 6259
Menorca | 6260
Menorca | 6261
Menorca | 6262
Menorca | 6263
Menorca | 6264
Menorca | 6265
Menorca | 6266
Menorca | 6267
Menorca | 6268
Menorca | 6269
Menorca | 6270
Menorca | 6271
Menorca | 6272
Menorca | 6273
Menorca | 6274
Menorca | 6275
Menorca | 6276
Menorca | 6277
Menorca | 6278
Menorca | 6279
Menorca | 6280
Menorca | 6281
Menorca | 6282
Menorca | 6283
Menorca | 6284
Menorca | 6285
Menorca | 6286
Menorca | 6287
Menorca | 6288
Menorca | 6289
Menorca | 6290
Menorca | 6291
Menorca | 6292
Menorca | 6293
Menorca | 6294
Menorca | 6295
Menorca | 6296
Menorca | 6297
Menorca | 6298
Menorca | 6299
Menorca | 6300
Menorca | 6301
Menorca | 6302
Menorca | 6303
Menorca | 6304
Menorca | 6305
Menorca | 6306
Menorca | 6307
Menorca | 6308
Menorca | 6309
Menorca | 6310
Menorca | 6311
Menorca | 6312
Menorca | 6313
Menorca | 6314
Menorca | 6315
Menorca | 6316
Menorca | 6317
Menorca | 6318
Menorca | 6319
Menorca | 6320
Menorca | 6321
Menorca | 6322
Menorca | 6323
Menorca | 6324
Menorca | 6325
Menorca | 6326
Menorca | 6327
Menorca | 6328
Menorca | 6329
Menorca | 6330
Menorca | 6331
Menorca | 6332
Menorca | 6333
Menorca | 6334
Menorca | 6335
Menorca | 6336
Menorca | 6337
Menorca | 6338
Menorca | 6339
Menorca | 6340
Menorca | 6341
Menorca | 6342
Menorca | 6343
Menorca | 6344
Menorca | 6345
Menorca | 6346
Menorca | 6347
Menorca | 6348
Menorca | 6349
Menorca | 6350
Menorca | 6351
Menorca | 6352
Menorca | 6353
Menorca | 6354
Menorca | 6355
Menorca | 6356
Menorca | 6357
Menorca | 6358
Menorca | 6359
Menorca | 6360
Menorca | 6361
Menorca | 6362
Menorca | 6363
Menorca | 6364
Menorca | 6365
Menorca | 6366
Menorca | 6367
Menorca | 6368
Menorca | 6369
Menorca | 6370
Menorca | 6371
Menorca | 6372
Menorca | 6373
Menorca | 6374
Menorca | 6375
Menorca | 6376
Menorca | 6377
Menorca | 6378
Menorca | 6379
Menorca | 6380
Menorca | 6381
Menorca | 6382
Menorca | 6383
Menorca | 6384
Menorca | 6385
Menorca | 6386
Menorca | 6387
Menorca | 6388
Menorca | 6389
Menorca | 6390
Menorca | 6391
Menorca | 6392
Menorca | 6393
Menorca | 6394
Menorca | 6395
Menorca | 6396
Menorca | 6397
Menorca | 6398
Menorca | 6399
Menorca | 6400
Menorca | 6401
Menorca | 6402
Menorca | 6403
Menorca | 6404
Menorca | 6405
Menorca | 6406
Menorca | 6407
Menorca | 6408
Menorca | 6409
Menorca | 6410
Menorca | 6411
Menorca | 6412
Menorca | 6413
Menorca | 6414
Menorca | 6415
Menorca | 6416
Menorca | 6417
Menorca | 6418
Menorca | 6419
Menorca | 6420
Menorca | 6421
Menorca | 6422
Menorca | 6423
Menorca | 6424
Menorca | 6425
Menorca | 6426
Menorca | 6427
Menorca | 6428
Menorca | 6429
Menorca | 6430
Menorca | 6431
Menorca | 6432
Menorca | 6433
Menorca | 6434
Menorca | 6435
Menorca | 6436
Menorca | 6437
Menorca | 6438
Menorca | 6439
Menorca | 6440
Menorca | 6441
Menorca | 6442
Menorca | 6443
Menorca | 6444
Menorca | 6445
Menorca | 6446
Menorca | 6447
Menorca | 6448
Menorca | 6449
Menorca | 6450
Menorca | 6451
Menorca | 6452
Menorca | 6453
Menorca | 6454
Menorca | 6455
Menorca | 6456
Menorca | 6457
Menorca | 6458
Menorca | 6459
Menorca | 6460
Menorca | 6461
Menorca | 6462
Menorca | 6463
Menorca | 6464
Menorca | 6465
Menorca | 6466
Menorca | 6467
Menorca | 6468
Menorca | 6469
Menorca | 6470
Menorca | 6471
Menorca | 6472
Menorca | 6473
Menorca | 6474
Menorca | 6475
Menorca | 6476
Menorca | 6477
Menorca | 6478
Menorca | 6479
Menorca | 6480
Menorca | 6481
Menorca | 6482
Menorca | 6483
Menorca | 6484
Menorca | 6485
Menorca | 6486
Menorca | 6487
Menorca | 6488
Menorca | 6489
Menorca | 6490
Menorca | 6491
Menorca | 6492
Menorca | 6493
Menorca | 6494
Menorca | 6495
Menorca | 6496
Menorca | 6497
Menorca | 6498
Menorca | 6499
Menorca | 6500
Menorca | 6501
Menorca | 6502
Menorca | 6503
Menorca | 6504
Menorca | 6505
Menorca | 6506
Menorca | 6507
Menorca | 6508
Menorca | 6509
Menorca | 6510
Menorca | 6511
Menorca | 6512
Menorca | 6513
Menorca | 6514
Menorca | 6515
Menorca | 6516
Menorca | 6517
Menorca | 6518
Menorca | 6519
Menorca | 6520
Menorca | 6521
Menorca | 6522
Menorca | 6523
Menorca | 6524
Menorca | 6525
Menorca | 6526
Menorca | 6527
Menorca | 6528
Menorca | 6529
Menorca | 6530
Menorca | 6531
Menorca | 6532
Menorca | 6533
Menorca | 6534
Menorca | 6535
Menorca | 6536
Menorca | 6537
Menorca | 6538
Menorca | 6539
Menorca | 6540
Menorca | 6541
Menorca | 6542
Menorca | 6543
Menorca | 6544
Menorca | 6545
Menorca | 6546
Menorca | 6547
Menorca | 6548
Menorca | 6549
Menorca | 6550
Menorca | 6551
Menorca | 6552
Menorca | 6553
Menorca | 6554
Menorca | 6555
Menorca | 6556
Menorca | 6557
Menorca | 6558
Menorca | 6559
Menorca | 6560
Menorca | 6561
Menorca | 6562
Menorca | 6563
Menorca | 6564
Menorca | 6565
Menorca | 6566
Menorca | 6567
Menorca | 6568
Menorca | 6569
Menorca | 6570
Menorca | 6571
Menorca | 6572
Menorca | 6573
Menorca | 6574
Menorca | 6575
Menorca | 6576
Menorca | 6577
Menorca | 6578
Menorca | 6579
Menorca | 6580
Menorca | 6581
Menorca | 6582
Menorca | 6583
Menorca | 6584
Menorca | 6585
Menorca | 6586
Menorca | 6587
Menorca | 6588
Menorca | 6589
Menorca | 6590
Menorca | 6591
Menorca | 6592
Menorca | 6593
Menorca | 6594
Menorca | 6595
Menorca | 6596
Menorca | 6597
Menorca | 6598
Menorca | 6599
Menorca | 6600
Menorca | 6601
Menorca | 6602
Menorca | 6603
Menorca | 6604
Menorca | 6605
Menorca | 6606
Menorca | 6607
Menorca | 6608
Menorca | 6609
Menorca | 6610
Menorca | 6611
Menorca | 6612
Menorca | 6613
Menorca | 6614
Menorca | 6615
Menorca | 6616
Menorca | 6617
Menorca | 6618
Menorca | 6619
Menorca | 6620
Menorca | 6621
Menorca | 6622
Menorca | 6623
Menorca | 6624
Menorca | 6625
Menorca | 6626
Menorca | 6627
Menorca | 6628
Menorca | 6629
Menorca | 6630
Menorca | 6631
Menorca | 6632
Menorca | 6633
Menorca | 6634
Menorca | 6635
Menorca | 6636
Menorca | 6637
Menorca | 6638
Menorca | 6639
Menorca | 6640
Menorca | 6641
Menorca | 6642
Menorca | 6643
Menorca | 6644
Menorca | 6645
Menorca | 6646
Menorca | 6647
Menorca | 6648
Menorca | 6649
Menorca | 6650
Menorca | 6651
Menorca | 6652
Menorca | 6653
Menorca | 6654
Menorca | 6655
Menorca | 6656
Menorca | 6657
Menorca | 6658
Menorca | 6659
Menorca | 6660
Menorca | 6661
Menorca | 6662
Menorca | 6663
Menorca | 6664
Menorca | 6665
Menorca | 6666
Menorca | 6667
Menorca | 6668
Menorca | 6669
Menorca | 6670
Menorca | 6671
Menorca | 6672
Menorca | 6673
Menorca | 6674
Menorca | 6675
Menorca | 6676
Menorca | 6677
Menorca | 6678
Menorca | 6679
Menorca | 6680
Menorca | 6681
Menorca | 6682
Menorca | 6683
Menorca | 6684
Menorca | 6685
Menorca | 6686
Menorca | 6687
Menorca | 6688
Menorca | 6689
Menorca | 6690
Menorca | 6691
Menorca | 6692
Menorca | 6693
Menorca | 6694
Menorca | 6695
Menorca | 6696
Menorca | 6697
Menorca | 6698
Menorca | 6699
Menorca | 6700
Menorca | 6701
Menorca | 6702
Menorca | 6703
Menorca | 6704
Menorca | 6705
Menorca | 6706
Menorca | 6707
Menorca | 6708
Menorca | 6709
Menorca | 6710
Menorca | 6711
Menorca | 6712
Menorca | 6713
Menorca | 6714
Menorca | 6715
Menorca | 6716
Menorca | 6717
Menorca | 6718
Menorca | 6719
Menorca | 6720
Menorca | 6721
Menorca | 6722
Menorca | 6723
Menorca | 6724
Menorca | 6725
Menorca | 6726
Menorca | 6727
Menorca | 6728
Menorca | 6729
Menorca | 6730
Menorca | 6731
Menorca | 6732
Menorca | 6733
Menorca | 6734
Menorca | 6735
Menorca | 6736
Menorca | 6737
Menorca | 6738
Menorca | 6739
Menorca | 6740
Menorca | 6741
Menorca | 6742
Menorca | 6743
Menorca | 6744
Menorca | 6745
Menorca | 6746
Menorca | 6747
Menorca | 6748
Menorca | 6749
Menorca | 6750
Menorca | 6751
Menorca | 6752
Menorca | 6753
Menorca | 6754
Menorca | 6755
Menorca | 6756
Menorca | 6757
Menorca | 6758
Menorca | 6759
Menorca | 6760
Menorca | 6761
Menorca | 6762
Menorca | 6763
Menorca | 6764
Menorca | 6765
Menorca | 6766
Menorca | 6767
Menorca | 6768
Menorca | 6769
Menorca | 6770
Menorca | 6771
Menorca | 6772
Menorca | 6773
Menorca | 6774
Menorca | 6775
Menorca | 6776
Menorca | 6777
Menorca | 6778
Menorca | 6779
Menorca | 6780
Menorca | 6781
Menorca | 6782
Menorca | 6783
Menorca | 6784
Menorca | 6785
Menorca | 6786
Menorca | 6787
Menorca | 6788
Menorca | 6789
Menorca | 6790
Menorca | 6791
Menorca | 6792
Menorca | 6793
Menorca | 6794
Menorca | 6795
Menorca | 6796
Menorca | 6797
Menorca | 6798
Menorca | 6799
Menorca | 6800
Menorca | 6801
Menorca | 6802
Menorca | 6803
Menorca | 6804
Menorca | 6805
Menorca | 6806
Menorca | 6807
Menorca | 6808
Menorca | 6809
Menorca | 6810
Menorca | 6811
Menorca | 6812
Menorca | 6813
Menorca | 6814
Menorca | 6815
Menorca | 6816
Menorca | 6817
Menorca | 6818
Menorca | 6819
Menorca | 6820
Menorca | 6821
Menorca | 6822
Menorca | 6823
Menorca | 6824
Menorca | 6825
Menorca | 6826
Menorca | 6827
Menorca | 6828
Menorca | 6829
Menorca | 6830
Menorca | 6831
Menorca | 6832
Menorca | 6833
Menorca | 6834
Menorca | 6835
Menorca | 6836
Menorca | 6837
Menorca | 6838
Menorca | 6839
Menorca | 6840
Menorca | 6841
Menorca | 6842
Menorca | 6843
Menorca | 6844
Menorca | 6845
Menorca | 6846
Menorca | 6847
Menorca | 6848
Menorca | 6849
Menorca | 6850
Menorca | 6851
Menorca | 6852
Menorca | 6853
Menorca | 6854
Menorca | 6855
Menorca | 6856
Menorca | 6857
Menorca | 6858
Menorca | 6859
Menorca | 6860
Menorca | 6861
Menorca | 6862
Menorca | 6863
Menorca | 6864
Menorca | 6865
Menorca | 6866
Menorca | 6867
Menorca | 6868
Menorca | 6869
Menorca | 6870
Menorca | 6871
Menorca | 6872
Menorca | 6873
Menorca | 6874
Menorca | 6875
Menorca | 6876
Menorca | 6877
Menorca | 6878
Menorca | 6879
Menorca | 6880
Menorca | 6881
Menorca | 6882
Menorca | 6883
Menorca | 6884
Menorca | 6885
Menorca | 6886
Menorca | 6887
Menorca | 6888
Menorca | 6889
Menorca | 6890
Menorca | 6891
Menorca | 6892
Menorca | 6893
Menorca | 6894
Menorca | 6895
Menorca | 6896
Menorca | 6897
Menorca | 6898
Menorca | 6899
Menorca | 6900
Menorca | 6901
Menorca | 6902
Menorca | 6903
Menorca | 6904
Menorca | 6905
Menorca | 6906
Menorca | 6907
Menorca | 6908
Menorca | 6909
Menorca | 6910
Menorca | 6911
Menorca | 6912
Menorca | 6913
Menorca | 6914
Menorca | 6915
Menorca | 6916
Menorca | 6917
Menorca | 6918
Menorca | 6919
Menorca | 6920
Menorca | 6921
Menorca | 6922
Menorca | 6923
Menorca | 6924
Menorca | 6925
Menorca | 6926
Menorca | 6927
Menorca | 6928
Menorca | 6929
Menorca | 6930
Menorca | 6931
Menorca | 6932
Menorca | 6933
Menorca | 6934
Menorca | 6935
Menorca | 6936
Menorca | 6937
Menorca | 6938
Menorca | 6939
Menorca | 6940
Menorca | 6941
Menorca | 6942
Menorca | 6943
Menorca | 6944
Menorca | 6945
Menorca | 6946
Menorca | 6947
Menorca | 6948
Menorca | 6949
Menorca | 6950
Menorca | 6951
Menorca | 6952
Menorca | 6953
Menorca | 6954
Menorca | 6955
Menorca | 6956
Menorca | 6957
Menorca | 6958
Menorca | 6959
Menorca | 6960
Menorca | 6961
Menorca | 6962
Menorca | 6963
Menorca | 6964
Menorca | 6965
Menorca | 6966
Menorca | 6967
Menorca | 6968
Menorca | 6969
Menorca | 6970
Menorca | 6971
Menorca | 6972
Menorca | 6973
Menorca | 6974
Menorca | 6975
Menorca | 6976
Menorca | 6977
Menorca | 6978
Menorca | 6979
Menorca | 6980
Menorca | 6981
Menorca | 6982
Menorca | 6983
Menorca | 6984
Menorca | 6985
Menorca | 6986
Menorca | 6987
Menorca | 6988
Menorca | 6989
Menorca | 6990
Menorca | 6991
Menorca | 6992
Menorca | 6993
Menorca | 6994
Menorca | 6995
Menorca | 6996
Menorca | 6997
Menorca | 6998
Menorca | 6999
Menorca | 7000
Menorca | 7001
Menorca | 7002
Menorca | 7003
Menorca | 7004
Menorca | 7005
Menorca | 7006
Menorca | 7007
Menorca | 7008
Menorca | 7009
Menorca | 7010
Menorca | 7011
Menorca | 7012
Menorca | 7013
Menorca | 7014
Menorca | 7015
Menorca | 7016
Menorca | 7017
Menorca | 7018
Menorca | 7019
Menorca | 7020
Menorca | 7021
Menorca | 7022
Menorca | 7023
Menorca | 7024
Menorca | 7025
Menorca | 7026
Menorca | 7027
Menorca | 7028
Menorca | 7029
Menorca | 7030
Menorca | 7031
Menorca | 7032
Menorca | 7033
Menorca | 7034
Menorca | 7035
Menorca | 7036
Menorca | 7037
Menorca | 7038
Menorca | 7039
Menorca | 7040
Menorca | 7041
Menorca | 7042
Menorca | 7043
Menorca | 7044
Menorca | 7045
Menorca | 7046
Menorca | 7047
Menorca | 7048
Menorca | 7049
Menorca | 7050
Menorca | 7051
Menorca | 7052
Menorca | 7053
Menorca | 7054
Menorca | 7055
Menorca | 7056
Menorca | 7057
Menorca | 7058
Menorca | 7059
Menorca | 7060
Menorca | 7061
Menorca | 7062
Menorca | 7063
Menorca | 7064
Menorca | 7065
Menorca | 7066
Menorca | 7067
Menorca | 7068
Menorca | 7069
Menorca | 7070
Menorca | 7071
Menorca | 7072
Menorca | 7073
Menorca | 7074
Menorca | 7075
Menorca | 7076
Menorca | 7077
Menorca | 7078
Menorca | 7079
Menorca | 7080
Menorca | 7081
Menorca | 7082
Menorca | 7083
Menorca | 7084
Menorca | 7085
Menorca | 7086
Menorca | 7087
Menorca | 7088
Menorca | 7089
Menorca | 7090
Menorca | 7091
Menorca | 7092
Menorca | 7093
Menorca | 7094
Menorca | 7095
Menorca | 7096
Menorca | 7097
Menorca | 7098
Menorca | 7099
Menorca | 7100
Menorca | 7101
Menorca | 7102
Menorca | 7103
Menorca | 7104
Menorca | 7105
Menorca | 7106
Menorca | 7107
Menorca | 7108
Menorca | 7109
Menorca | 7110
Menorca | 7111
Menorca | 7112
Menorca | 7113
Menorca | 7114
Menorca | 7115
Menorca | 7116
Menorca | 7117
Menorca | 7118
Menorca | 7119
Menorca | 7120
Menorca | 7121
Menorca | 7122
Menorca | 7123
Menorca | 7124
Menorca | 7125
Menorca | 7126
Menorca | 7127
Menorca | 7128
Menorca | 7129
Menorca | 7130
Menorca | 7131
Menorca | 7132
Menorca | 7133
Menorca | 7134
Menorca | 7135
Menorca | 7136
Menorca | 7137
Menorca | 7138
Menorca | 7139
Menorca | 7140
Menorca | 7141
Menorca | 7142
Menorca | 7143
Menorca | 7144
Menorca | 7145
Menorca | 7146
Menorca | 7147
Menorca | 7148
Menorca | 7149
Menorca | 7150
Menorca | 7151
Menorca | 7152
Menorca | 7153
Menorca | 7154
Menorca | 7155
Menorca | 7156
Menorca | 7157
Menorca | 7158
Menorca | 7159
Menorca | 7160
Menorca | 7161
Menorca | 7162
Menorca | 7163
Menorca | 7164
Menorca | 7165
Menorca | 7166
Menorca | 7167
Menorca | 7168
Menorca | 7169
Menorca | 7170
Menorca | 7171
Menorca | 7172
Menorca | 7173
Menorca | 7174
Menorca | 7175
Menorca | 7176
Menorca | 7177
Menorca | 7178
Menorca | 7179
Menorca | 7180
Menorca | 7181
Menorca | 7182
Menorca | 7183
Menorca | 7184
Menorca | 7185
Menorca | 7186
Menorca | 7187
Menorca | 7188
Menorca | 7189
Menorca | 7190
Menorca | 7191
Menorca | 7192
Menorca | 7193
Menorca | 7194
Menorca | 7195
Menorca | 7196
Menorca | 7197
Menorca | 7198
Menorca | 7199
Menorca | 7200
Menorca | 7201
Menorca | 7202
Menorca | 7203
Menorca | 7204
Menorca | 7205
Menorca | 7206
Menorca | 7207
Menorca | 7208
Menorca | 7209
Menorca | 7210
Menorca | 7211
Menorca | 7212
Menorca | 7213
Menorca | 7214
Menorca | 7215
Menorca | 7216
Menorca | 7217
Menorca | 7218
Menorca | 7219
Menorca | 7220
Menorca | 7221
Menorca | 7222
Menorca | 7223
Menorca | 7224
Menorca | 7225
Menorca | 7226
Menorca | 7227
Menorca | 7228
Menorca | 7229
Menorca | 7230
Menorca | 7231
Menorca | 7232
Menorca | 7233
Menorca | 7234
Menorca | 7235
Menorca | 7236
Menorca | 7237
Menorca | 7238
Menorca | 7239
Menorca | 7240
Menorca | 7241
Menorca | 7242
Menorca | 7243
Menorca | 7244
Menorca | 7245
Menorca | 7246
Menorca | 7247
Menorca | 7248
Menorca | 7249
Menorca | 7250
Menorca | 7251
Menorca | 7252
Menorca | 7253
Menorca | 7254
Menorca | 7255
Menorca | 7256
Menorca | 7257
Menorca | 7258
Menorca | 7259
Menorca | 7260
Menorca | 7261
Menorca | 7262
Menorca | 7263
Menorca | 7264
Menorca | 7265
Menorca | 7266
Menorca | 7267
Menorca | 7268
Menorca | 7269
Menorca | 7270
Menorca | 7271
Menorca | 7272
Menorca | 7273
Menorca | 7274
Menorca | 7275
Menorca | 7276
Menorca | 7277
Menorca | 7278
Menorca | 7279
Menorca | 7280
Menorca | 7281
Menorca | 7282
Menorca | 7283
Menorca | 7284
Menorca | 7285
Menorca | 7286
Menorca | 7287
Menorca | 7288
Menorca | 7289
Menorca | 7290
Menorca | 7291
Menorca | 7292
Menorca | 7293
Menorca | 7294
Menorca | 7295
Menorca | 7296
Menorca | 7297
Menorca | 7298
Menorca | 7299
Menorca | 7300
Menorca | 7301
Menorca | 7302
Menorca | 7303
Menorca | 7304
Menorca | 7305
Menorca | 7306
Menorca | 7307
Menorca | 7308
Menorca | 7309
Menorca | 7310
Menorca | 7311
Menorca | 7312
Menorca | 7313
Menorca | 7314
Menorca | 7315
Menorca | 7316
Menorca | 7317
Menorca | 7318
Menorca | 7319
Menorca | 7320
Menorca | 7321
Menorca | 7322
Menorca | 7323
Menorca | 7324
Menorca | 7325
Menorca | 7326
Menorca | 7327
Menorca | 7328
Menorca | 7329
Menorca | 7330
Menorca | 7331
Menorca | 7332
Menorca | 7333
Menorca | 7334
Menorca | 7335
Menorca | 7336
Menorca | 7337
Menorca | 7338
Menorca | 7339
Menorca | 7340
Menorca | 7341
Menorca | 7342
Menorca | 7343
Menorca | 7344
Menorca | 7345
Menorca | 7346
Menorca | 7347
Menorca | 7348
Menorca | 7349
Menorca | 7350
Menorca | 7351
Menorca | 7352
Menorca | 7353
Menorca | 7354
Menorca | 7355
Menorca | 7356
Menorca | 7357
Menorca | 7358
Menorca | 7359
Menorca | 7360
Menorca | 7361
Menorca | 7362
Menorca | 7363
Menorca | 7364
Menorca | 7365
Menorca | 7366
Menorca | 7367
Menorca | 7368
Menorca | 7369
Menorca | 7370
Menorca | 7371
Menorca | 7372
Menorca | 7373
Menorca | 7374
Menorca | 7375
Menorca | 7376
Menorca | 7377
Menorca | 7378
Menorca | 7379
Menorca | 7380
Menorca | 7381
Menorca | 7382
Menorca | 7383
Menorca | 7384
Menorca | 7385
Menorca | 7386
Menorca | 7387
Menorca | 7388
Menorca | 7389
Menorca | 7390
Menorca | 7391
Menorca | 7392
Menorca | 7393
Menorca | 7394
Menorca | 7395
Menorca | 7396
Menorca | 7397
Menorca | 7398
Menorca | 7399
Menorca | 7400
Menorca | 7401
Menorca | 7402
Menorca | 7403
Menorca | 7404
Menorca | 7405
Menorca | 7406
Menorca | 7407
Menorca | 7408
Menorca | 7409
Menorca | 7410
Menorca | 7411
Menorca | 7412
Menorca | 7413
Menorca | 7414
Menorca | 7415
Menorca | 7416
Menorca | 7417
Menorca | 7418
Menorca | 7419
Menorca | 7420
Menorca | 7421
Menorca | 7422
Menorca | 7423
Menorca | 7424
Menorca | 7425
Menorca | 7426
Menorca | 7427
Menorca | 7428
Menorca | 7429
Menorca | 7430
Menorca | 7431
Menorca | 7432
Menorca | 7433
Menorca | 7434
Menorca | 7435
Menorca | 7436
Menorca | 7437
Menorca | 7438
Menorca | 7439
Menorca | 7440
Menorca | 7441
Menorca | 7442
Menorca | 7443
Menorca | 7444
Menorca | 7445
Menorca | 7446
Menorca | 7447
Menorca | 7448
Menorca | 7449
Menorca | 7450
Menorca | 7451
Menorca | 7452
Menorca | 7453
Menorca | 7454
Menorca | 7455
Menorca | 7456
Menorca | 7457
Menorca | 7458
Menorca | 7459
Menorca | 7460
Menorca | 7461
Menorca | 7462
Menorca | 7463
Menorca | 7464
Menorca | 7465
Menorca | 7466
Menorca | 7467
Menorca | 7468
Menorca | 7469
Menorca | 7470
Menorca | 7471
Menorca | 7472
Menorca | 7473
Menorca | 7474
Menorca | 7475
Menorca | 7476
Menorca | 7477
Menorca | 7478
Menorca | 7479
Menorca | 7480
Menorca | 7481
Menorca | 7482
Menorca | 7483
Menorca | 7484
Menorca | 7485
Menorca | 7486
Menorca | 7487
Menorca | 7488
Menorca | 7489
Menorca | 7490
Menorca | 7491
Menorca | 7492
Menorca | 7493
Menorca | 7494
Menorca | 7495
Menorca | 7496
Menorca | 7497
Menorca | 7498
Menorca | 7499
Menorca | 7500
Menorca | 7501
Menorca | 7502
Menorca | 7503
Menorca | 7504
Menorca | 7505
Menorca | 7506
Menorca | 7507
Menorca | 7508
Menorca | 7509
Menorca | 7510
Menorca | 7511
Menorca | 7512
Menorca | 7513
Menorca | 7514
Menorca | 7515
Menorca | 7516
Menorca | 7517
Menorca | 7518
Menorca | 7519
Menorca | 7520
Menorca | 7521
Menorca | 7522
Menorca | 7523
Menorca | 7524
Menorca | 7525
Menorca | 7526
Menorca | 7527
Menorca | 7528
Menorca | 7529
Menorca | 7530
Menorca | 7531
Menorca | 7532
Menorca | 7533
Menorca | 7534
Menorca | 7535
Menorca | 7536
Menorca | 7537
Menorca | 7538
Menorca | 7539
Menorca | 7540
Menorca | 7541
Menorca | 7542
Menorca | 7543
Menorca | 7544
Menorca | 7545
Menorca | 7546
Menorca | 7547
Menorca | 7548
Menorca | 7549
Menorca | 7550
Menorca | 7551
Menorca | 7552
Menorca | 7553
Menorca | 7554
Menorca | 7555
Menorca | 7556
Menorca | 7557
Menorca | 7558
Menorca | 7559
Menorca | 7560
Menorca | 7561
Menorca | 7562
Menorca | 7563
Menorca | 7564
Menorca | 7565
Menorca | 7566
Menorca | 7567
Menorca | 7568
Menorca | 7569
Menorca | 7570
Menorca | 7571
Menorca | 7572
Menorca | 7573
Menorca | 7574
Menorca | 7575
Menorca | 7576
Menorca | 7577
Menorca | 7578
Menorca | 7579
Menorca | 7580
Menorca | 7581
Menorca | 7582
Menorca | 7583
Menorca | 7584
Menorca | 7585
Menorca | 7586
Menorca | 7587
Menorca | 7588
Menorca | 7589
Menorca | 7590
Menorca | 7591
Menorca | 7592
Menorca | 7593
Menorca | 7594
Menorca | 7595
Menorca | 7596
Menorca | 7597
Menorca | 7598
Menorca | 7599
Menorca | 7600
Menorca | 7601
Menorca | 7602
Menorca | 7603
Menorca | 7604
Menorca | 7605
Menorca | 7606
Menorca | 7607
Menorca | 7608
Menorca | 7609
Menorca | 7610
Menorca | 7611
Menorca | 7612
Menorca | 7613
Menorca | 7614
Menorca | 7615
Menorca | 7616
Menorca | 7617
Menorca | 7618
Menorca | 7619
Menorca | 7620
Menorca | 7621
Menorca | 7622
Menorca | 7623
Menorca | 7624
Menorca | 7625
Menorca | 7626
Menorca | 7627
Menorca | 7628
Menorca | 7629
Menorca | 7630
Menorca | 7631
Menorca | 7632
Menorca | 7633
Menorca | 7634
Menorca | 7635
Menorca | 7636
Menorca | 7637
Menorca | 7638
Menorca | 7639
Menorca | 7640
Menorca | 7641
Menorca | 7642
Menorca | 7643
Menorca | 7644
Menorca | 7645
Menorca | 7646
Menorca | 7647
Menorca | 7648
Menorca | 7649
Menorca | 7650
Menorca | 7651
Menorca | 7652
Menorca | 7653
Menorca | 7654
Menorca | 7655
Menorca | 7656
Menorca | 7657
Menorca | 7658
Menorca | 7659
Menorca | 7660
Menorca | 7661
Menorca | 7662
Menorca | 7663
Menorca | 7664
Menorca | 7665
Menorca | 7666
Menorca | 7667
Menorca | 7668
Menorca | 7669
Menorca | 7670
Menorca | 7671
Menorca | 7672
Menorca | 7673
Menorca | 7674
Menorca | 7675
Menorca | 7676
Menorca | 7677
Menorca | 7678
Menorca | 7679
Menorca | 7680
Menorca | 7681
Menorca | 7682
Menorca | 7683
Menorca | 7684
Menorca | 7685
Menorca | 7686
Menorca | 7687
Menorca | 7688
Menorca | 7689
Menorca | 7690
Menorca | 7691
Menorca | 7692
Menorca | 7693
Menorca | 7694
Menorca | 7695
Menorca | 7696
Menorca | 7697
Menorca | 7698
Menorca | 7699
Menorca | 7700
Menorca | 7701
Menorca | 7702
Menorca | 7703
Menorca | 7704
Menorca | 7705
Menorca | 7706
Menorca | 7707
Menorca | 7708
Menorca | 7709
Menorca | 7710
Menorca | 7711
Menorca | 7712
Menorca | 7713
Menorca | 7714
Menorca | 7715
Menorca | 7716
Menorca | 7717
Menorca | 7718
Menorca | 7719
Menorca | 7720
Menorca | 7721
Menorca | 7722
Menorca | 7723
Menorca | 7724
Menorca | 7725
Menorca | 7726
Menorca | 7727
Menorca | 7728
Menorca | 7729
Menorca | 7730
Menorca | 7731
Menorca | 7732
Menorca | 7733
Menorca | 7734
Menorca | 7735
Menorca | 7736
Menorca | 7737
Menorca | 7738
Menorca | 7739
Menorca | 7740
Menorca | 7741
Menorca | 7742
Menorca | 7743
Menorca | 7744
Menorca | 7745
Menorca | 7746
Menorca | 7747
Menorca | 7748
Menorca | 7749
Menorca | 7750
Menorca | 7751
Menorca | 7752
Menorca | 7753
Menorca | 7754
Menorca | 7755
Menorca | 7756
Menorca | 7757
Menorca | 7758
Menorca | 7759
Menorca | 7760
Menorca | 7761
Menorca | 7762
Menorca | 7763
Menorca | 7764
Menorca | 7765
Menorca | 7766
Menorca | 7767
Menorca | 7768
Menorca | 7769
Menorca | 7770
Menorca | 7771
Menorca | 7772
Menorca | 7773
Menorca | 7774
Menorca | 7775
Menorca | 7776
Menorca | 7777
Menorca | 7778
Menorca | 7779
Menorca | 7780
Menorca | 7781
Menorca | 7782
Menorca | 7783
Menorca | 7784
Menorca | 7785
Menorca | 7786
Menorca | 7787
Menorca | 7788
Menorca | 7789
Menorca | 7790
Menorca | 7791
Menorca | 7792
Menorca | 7793
Menorca | 7794
Menorca | 7795
Menorca | 7796
Menorca | 7797
Menorca | 7798
Menorca | 7799
Menorca | 7800
Menorca | 7801
Menorca | 7802
Menorca | 7803
Menorca | 7804
Menorca | 7805
Menorca | 7806
Menorca | 7807
Menorca | 7808
Menorca | 7809
Menorca | 7810
Menorca | 7811
Menorca | 7812
Menorca | 7813
Menorca | 7814
Menorca | 7815
Menorca | 7816
Menorca | 7817
Menorca | 7818
Menorca | 7819
Menorca | 7820
Menorca | 7821
Menorca | 7822
Menorca | 7823
Menorca | 7824
Menorca | 7825
Menorca | 7826
Menorca | 7827
Menorca | 7828
Menorca | 7829
Menorca | 7830
Menorca | 7831
Menorca | 7832
Menorca | 7833
Menorca | 7834
Menorca | 7835
Menorca | 7836
Menorca | 7837
Menorca | 7838
Menorca | 7839
Menorca | 7840
Menorca | 7841
Menorca | 7842
Menorca | 7843
Menorca | 7844
Menorca | 7845
Menorca | 7846
Menorca | 7847
Menorca | 7848
Menorca | 7849
Menorca | 7850
Menorca | 7851
Menorca | 7852
Menorca | 7853
Menorca | 7854
Menorca | 7855
Menorca | 7856
Menorca | 7857
Menorca | 7858
Menorca | 7859
Menorca | 7860
Menorca | 7861
Menorca | 7862
Menorca | 7863
Menorca | 7864
Menorca | 7865
Menorca | 7866
Menorca | 7867
Menorca | 7868
Menorca | 7869
Menorca | 7870
Menorca | 7871
Menorca | 7872
Menorca | 7873
Menorca | 7874
Menorca | 7875
Menorca | 7876
Menorca | 7877
Menorca | 7878
Menorca | 7879
Menorca | 7880
Menorca | 7881
Menorca | 7882
Menorca | 7883
Menorca | 7884
Menorca | 7885
Menorca | 7886
Menorca | 7887
Menorca | 7888
Menorca | 7889
Menorca | 7890
Menorca | 7891
Menorca | 7892
Menorca | 7893
Menorca | 7894
Menorca | 7895
Menorca | 7896
Menorca | 7897
Menorca | 7898
Menorca | 7899
Menorca | 7900
Menorca | 7901
Menorca | 7902
Menorca | 7903
Menorca | 7904
Menorca | 7905
Menorca | 7906
Menorca | 7907
Menorca | 7908
Menorca | 7909
Menorca | 7910
Menorca | 7911
Menorca | 7912
Menorca | 7913
Menorca | 7914
Menorca | 7915
Menorca | 7916
Menorca | 7917
Menorca | 7918
Menorca | 7919
Menorca | 7920
Menorca | 7921
Menorca | 7922
Menorca | 7923
Menorca | 7924
Menorca | 7925
Menorca | 7926
Menorca | 7927
Menorca | 7928
Menorca | 7929
Menorca | 7930
Menorca | 7931
Menorca | 7932
Menorca | 7933
Menorca | 7934
Menorca | 7935
Menorca | 7936
Menorca | 7937
Menorca | 7938
Menorca | 7939
Menorca | 7940
Menorca | 7941
Menorca | 7942
Menorca | 7943
Menorca | 7944
Menorca | 7945
Menorca | 7946
Menorca | 7947
Menorca | 7948
Menorca | 7949
Menorca | 7950
Menorca | 7951
Menorca | 7952
Menorca | 7953
Menorca | 7954
Menorca | 7955
Menorca | 7956
Menorca | 7957
Menorca | 7958
Menorca | 7959
Menorca | 7960
Menorca | 7961
Menorca | 7962
Menorca | 7963
Menorca | 7964
Menorca | 7965
Menorca | 7966
Menorca | 7967
Menorca | 7968
Menorca | 7969
Menorca | 7970
Menorca | 7971
Menorca | 7972
Menorca | 7973
Menorca | 7974
Menorca | 7975
Menorca | 7976
Menorca | 7977
Menorca | 7978
Menorca | 7979
Menorca | 7980
Menorca | 7981
Menorca | 7982
Menorca | 7983
Menorca | 7984
Menorca | 7985
Menorca | 7986
Menorca | 7987
Menorca | 7988
Menorca | 7989
Menorca | 7990
Menorca | 7991
Menorca | 7992
Menorca | 7993
Menorca | 7994
Menorca | 7995
Menorca | 7996
Menorca | 7997
Menorca | 7998
Menorca | 7999
Menorca | 8000
Menorca | 8001
Menorca | 8002
Menorca | 8003
Menorca | 8004
Menorca | 8005
Menorca | 8006
Menorca | 8007
Menorca | 8008
Menorca | 8009
Menorca | 8010
Menorca | 8011
Menorca | 8012
Menorca | 8013
Menorca | 8014
Menorca | 8015
Menorca | 8016
Menorca | 8017
Menorca | 8018
Menorca | 8019
Menorca | 8020
Menorca | 8021
Menorca | 8022
Menorca | 8023
Menorca | 8024
Menorca | 8025
Menorca | 8026
Menorca | 8027
Menorca | 8028
Menorca | 8029
Menorca | 8030
Menorca | 8031
Menorca | 8032
Menorca | 8033
Menorca | 8034
Menorca | 8035
Menorca | 8036
Menorca | 8037
Menorca | 8038
Menorca | 8039
Menorca | 8040
Menorca | 8041
Menorca | 8042
Menorca | 8043
Menorca | 8044
Menorca | 8045
Menorca | 8046
Menorca | 8047
Menorca | 8048
Menorca | 8049
Menorca | 8050
Menorca | 8051
Menorca | 8052
Menorca | 8053
Menorca | 8054
Menorca | 8055
Menorca | 8056
Menorca | 8057
Menorca | 8058
Menorca | 8059
Menorca | 8060
Menorca | 8061
Menorca | 8062
Menorca | 8063
Menorca | 8064
Menorca | 8065
Menorca | 8066
Menorca | 8067
Menorca | 8068
Menorca | 8069
Menorca | 8070
Menorca | 8071
Menorca | 8072
Menorca | 8073
Menorca | 8074
Menorca | 8075
Menorca | 8076
Menorca | 8077
Menorca | 8078
Menorca | 8079
Menorca | 8080
Menorca | 8081
Menorca | 8082
Menorca | 8083
Menorca | 8084
Menorca | 8085
Menorca | 8086
Menorca | 8087
Menorca | 8088
Menorca | 8089
Menorca | 8090
Menorca | 8091
Menorca | 8092
Menorca | 8093
Menorca | 8094
Menorca | 8095
Menorca | 8096
Menorca | 8097
Menorca | 8098
Menorca | 8099
Menorca | 8100
Menorca | 8101
Menorca | 8102
Menorca | 8103
Menorca | 8104
Menorca | 8105
Menorca | 8106
Menorca | 8107
Menorca | 8108
Menorca | 8109
Menorca | 8110
Menorca | 8111
Menorca | 8112
Menorca | 8113
Menorca | 8114
Menorca | 8115
Menorca | 8116
Menorca | 8117
Menorca | 8118
Menorca | 8119
Menorca | 8120
Menorca | 8121
Menorca | 8122
Menorca | 8123
Menorca | 8124
Menorca | 8125
Menorca | 8126
Menorca | 8127
Menorca | 8128
Menorca | 8129
Menorca | 8130
Menorca | 8131
Menorca | 8132
Menorca | 8133
Menorca | 8134
Menorca | 8135
Menorca | 8136
Menorca | 8137
Menorca | 8138
Menorca | 8139
Menorca | 8140
Menorca | 8141
Menorca | 8142
Menorca | 8143
Menorca | 8144
Menorca | 8145
Menorca | 8146
Menorca | 8147
Menorca | 8148
Menorca | 8149
Menorca | 8150
Menorca | 8151
Menorca | 8152
Menorca | 8153
Menorca | 8154
Menorca | 8155
Menorca | 8156
Menorca | 8157
Menorca | 8158
Menorca | 8159
Menorca | 8160
Menorca | 8161
Menorca | 8162
Menorca | 8163
Menorca | 8164
Menorca | 8165
Menorca | 8166
Menorca | 8167
Menorca | 8168
Menorca | 8169
Menorca | 8170
Menorca | 8171
Menorca | 8172
Menorca | 8173
Menorca | 8174
Menorca | 8175
Menorca | 8176
Menorca | 8177
Menorca | 8178
Menorca | 8179
Menorca | 8180
Menorca | 8181
Menorca | 8182
Menorca | 8183
Menorca | 8184
Menorca | 8185
Menorca | 8186
Menorca | 8187
Menorca | 8188
Menorca | 8189
Menorca | 8190
Menorca | 8191
Menorca | 8192
Menorca | 8193
Menorca | 8194
Menorca | 8195
Menorca | 8196
Menorca | 8197
Menorca | 8198
Menorca | 8199
Menorca | 8200
Menorca | 8201
Menorca | 8202
Menorca | 8203
Menorca | 8204
Menorca | 8205
Menorca | 8206
Menorca | 8207
Menorca | 8208
Menorca | 8209
Menorca | 8210
Menorca | 8211
Menorca | 8212
Menorca | 8213
Menorca | 8214
Menorca | 8215
Menorca | 8216
Menorca | 8217
Menorca | 8218
Menorca | 8219
Menorca | 8220
Menorca | 8221
Menorca | 8222
Menorca | 8223
Menorca | 8224
Menorca | 8225
Menorca | 8226
Menorca | 8227
Menorca | 8228
Menorca | 8229
Menorca | 8230
Menorca | 8231
Menorca | 8232
Menorca | 8233
Menorca | 8234
Menorca | 8235
Menorca | 8236
Menorca | 8237
Menorca | 8238
Menorca | 8239
Menorca | 8240
Menorca | 8241
Menorca | 8242
Menorca | 8243
Menorca | 8244
Menorca | 8245
Menorca | 8246
Menorca | 8247
Menorca | 8248
Menorca | 8249
Menorca | 8250
Menorca | 8251
Menorca | 8252
Menorca | 8253
Menorca | 8254
Menorca | 8255
Menorca | 8256
Menorca | 8257
Menorca | 8258
Menorca | 8259
Menorca | 8260
Menorca | 8261
Menorca | 8262
Menorca | 8263
Menorca | 8264
Menorca | 8265
Menorca | 8266
Menorca | 8267
Menorca | 8268
Menorca | 8269
Menorca | 8270
Menorca | 8271
Menorca | 8272
Menorca | 8273
Menorca | 8274
Menorca | 8275
Menorca | 8276
Menorca | 8277
Menorca | 8278
Menorca | 8279
Menorca | 8280
Menorca | 8281
Menorca | 8282
Menorca | 8283
Menorca | 8284
Menorca | 8285
Menorca | 8286
Menorca | 8287
Menorca | 8288
Menorca | 8289
Menorca | 8290
Menorca | 8291
Menorca | 8292
Menorca | 8293
Menorca | 8294
Menorca | 8295
Menorca | 8296
Menorca | 8297
Menorca | 8298
Menorca | 8299
Menorca | 8300
Menorca | 8301
Menorca | 8302
Menorca | 8303
Menorca | 8304
Menorca | 8305
Menorca | 8306
Menorca | 8307
Menorca | 8308
Menorca | 8309
Menorca | 8310
Menorca | 8311
Menorca | 8312
Menorca | 8313
Menorca | 8314
Menorca | 8315
Menorca | 8316
Menorca | 8317
Menorca | 8318
Menorca | 8319
Menorca | 8320
Menorca | 8321
Menorca | 8322
Menorca | 8323
Menorca | 8324
Menorca | 8325
Menorca | 8326
Menorca | 8327
Menorca | 8328
Menorca | 8329
Menorca | 8330
Menorca | 8331
Menorca | 8332
Menorca | 8333
Menorca | 8334
Menorca | 8335
Menorca | 8336
Menorca | 8337
Menorca | 8338
Menorca | 8339
Menorca | 8340
Menorca | 8341
Menorca | 8342
Menorca | 8343
Menorca | 8344
Menorca | 8345
Menorca | 8346
Menorca | 8347
Menorca | 8348
Menorca | 8349
Menorca | 8350
Menorca | 8351
Menorca | 8352
Menorca | 8353
Menorca | 8354
Menorca | 8355
Menorca | 8356
Menorca | 8357
Menorca | 8358
Menorca | 8359
Menorca | 8360
Menorca | 8361
Menorca | 8362
Menorca | 8363
Menorca | 8364
Menorca | 8365
Menorca | 8366
Menorca | 8367
Menorca | 8368
Menorca | 8369
Menorca | 8370
Menorca | 8371
Menorca | 8372
Menorca | 8373
Menorca | 8374
Menorca | 8375
Menorca | 8376
Menorca | 8377
Menorca | 8378
Menorca | 8379
Menorca | 8380
Menorca | 8381
Menorca | 8382
Menorca | 8383
Menorca | 8384
Menorca | 8385
Menorca | 8386
Menorca | 8387
Menorca | 8388
Menorca | 8389
Menorca | 8390
Menorca | 8391
Menorca | 8392
Menorca | 8393
Menorca | 8394
Menorca | 8395
Menorca | 8396
Menorca | 8397
Menorca | 8398
Menorca | 8399
Menorca | 8400
Menorca | 8401
Menorca | 8402
Menorca | 8403
Menorca | 8404
Menorca | 8405
Menorca | 8406
Menorca | 8407
Menorca | 8408
Menorca | 8409
Menorca | 8410
Menorca | 8411
Menorca | 8412
Menorca | 8413
Menorca | 8414
Menorca | 8415
Menorca | 8416
Menorca | 8417
Menorca | 8418
Menorca | 8419
Menorca | 8420
Menorca | 8421
Menorca | 8422
Menorca | 8423
Menorca | 8424
Menorca | 8425
Menorca | 8426
Menorca | 8427
Menorca | 8428
Menorca | 8429
Menorca | 8430
Menorca | 8431
Menorca | 8432
Menorca | 8433
Menorca | 8434
Menorca | 8435
Menorca | 8436
Menorca | 8437
Menorca | 8438
Menorca | 8439
Menorca | 8440
Menorca | 8441
Menorca | 8442
Menorca | 8443
Menorca | 8444
Menorca | 8445
Menorca | 8446
Menorca | 8447
Menorca | 8448
Menorca | 8449
Menorca | 8450
Menorca | 8451
Menorca | 8452
Menorca | 8453
Menorca | 8454
Menorca | 8455
Menorca | 8456
Menorca | 8457
Menorca | 8458
Menorca | 8459
Menorca | 8460
Menorca | 8461
Menorca | 8462
Menorca | 8463
Menorca | 8464
Menorca | 8465
Menorca | 8466
Menorca | 8467
Menorca | 8468
Menorca | 8469
Menorca | 8470
Menorca | 8471
Menorca | 8472
Menorca | 8473
Menorca | 8474
Menorca | 8475
Menorca | 8476
Menorca | 8477
Menorca | 8478
Menorca | 8479
Menorca | 8480
Menorca | 8481
Menorca | 8482
Menorca | 8483
Menorca | 8484
Menorca | 8485
Menorca | 8486
Menorca | 8487
Menorca | 8488
Menorca | 8489
Menorca | 8490
Menorca | 8491
Menorca | 8492
Menorca | 8493
Menorca | 8494
Menorca | 8495
Menorca | 8496
Menorca | 8497
Menorca | 8498
Menorca | 8499
Menorca | 8500
Menorca | 8501
Menorca | 8502
Menorca | 8503
Menorca | 8504
Menorca | 8505
Menorca | 8506
Menorca | 8507
Menorca | 8508
Menorca | 8509
Menorca | 8510
Menorca | 8511
Menorca | 8512
Menorca | 8513
Menorca | 8514
Menorca | 8515
Menorca | 8516
Menorca | 8517
Menorca | 8518
Menorca | 8519
Menorca | 8520
Menorca | 8521
Menorca | 8522
Menorca | 8523
Menorca | 8524
Menorca | 8525
Menorca | 8526
Menorca | 8527
Menorca | 8528
Menorca | 8529
Menorca | 8530
Menorca | 8531
Menorca | 8532
Menorca | 8533
Menorca | 8534
Menorca | 8535
Menorca | 8536
Menorca | 8537
Menorca | 8538
Menorca | 8539
Menorca | 8540
Menorca | 8541
Menorca | 8542
Menorca | 8543
Menorca | 8544
Menorca | 8545
Menorca | 8546
Menorca | 8547
Menorca | 8548
Menorca | 8549
Menorca | 8550
Menorca | 8551
Menorca | 8552
Menorca | 8553
Menorca | 8554
Menorca | 8555
Menorca | 8556
Menorca | 8557
Menorca | 8558
Menorca | 8559
Menorca | 8560
Menorca | 8561
Menorca | 8562
Menorca | 8563
Menorca | 8564
Menorca | 8565
Menorca | 8566
Menorca | 8567
Menorca | 8568
Menorca | 8569
Menorca | 8570
Menorca | 8571
Menorca | 8572
Menorca | 8573
Menorca | 8574
Menorca | 8575
Menorca | 8576
Menorca | 8577
Menorca | 8578
Menorca | 8579
Menorca | 8580
Menorca | 8581
Menorca | 8582
Menorca | 8583
Menorca | 8584
Menorca | 8585
Menorca | 8586
Menorca | 8587
Menorca | 8588
Menorca | 8589
Menorca | 8590
Menorca | 8591
Menorca | 8592
Menorca | 8593
Menorca | 8594
Menorca | 8595
Menorca | 8596
Menorca | 8597
Menorca | 8598
Menorca | 8599
Menorca | 8600
Menorca | 8601
Menorca | 8602
Menorca | 8603
Menorca | 8604
Menorca | 8605
Menorca | 8606
Menorca | 8607
Menorca | 8608
Menorca | 8609
Menorca | 8610
Menorca | 8611
Menorca | 8612
Menorca | 8613
Menorca | 8614
Menorca | 8615
Menorca | 8616
Menorca | 8617
Menorca | 8618
Menorca | 8619
Menorca | 8620
Menorca | 8621
Menorca | 8622
Menorca | 8623
Menorca | 8624
Menorca | 8625
Menorca | 8626
Menorca | 8627
Menorca | 8628
Menorca | 8629
Menorca | 8630
Menorca | 8631
Menorca | 8632
Menorca | 8633
Menorca | 8634
Menorca | 8635
Menorca | 8636
Menorca | 8637
Menorca | 8638
Menorca | 8639
Menorca | 8640
Menorca | 8641
Menorca | 8642
Menorca | 8643
Menorca | 8644
Menorca | 8645
Menorca | 8646
Menorca | 8647
Menorca | 8648
Menorca | 8649
Menorca | 8650
Menorca | 8651
Menorca | 8652
Menorca | 8653
Menorca | 8654
Menorca | 8655
Menorca | 8656
Menorca | 8657
Menorca | 8658
Menorca | 8659
Menorca | 8660
Menorca | 8661
Menorca | 8662
Menorca | 8663
Menorca | 8664
Menorca | 8665
Menorca | 8666
Menorca | 8667
Menorca | 8668
Menorca | 8669
Menorca | 8670
Menorca | 8671
Menorca | 8672
Menorca | 8673
Menorca | 8674
Menorca | 8675
Menorca | 8676
Menorca | 8677
Menorca | 8678
Menorca | 8679
Menorca | 8680
Menorca | 8681
Menorca | 8682
Menorca | 8683
Menorca | 8684
Menorca | 8685
Menorca | 8686
Menorca | 8687
Menorca | 8688
Menorca | 8689
Menorca | 8690
Menorca | 8691
Menorca | 8692
Menorca | 8693
Menorca | 8694
Menorca | 8695
Menorca | 8696
Menorca | 8697
Menorca | 8698
Menorca | 8699
Menorca | 8700
Menorca | 8701
Menorca | 8702
Menorca | 8703
Menorca | 8704
Menorca | 8705
Menorca | 8706
Menorca | 8707
Menorca | 8708
Menorca | 8709
Menorca | 8710
Menorca | 8711
Menorca | 8712
Menorca | 8713
Menorca | 8714
Menorca | 8715
Menorca | 8716
Menorca | 8717
Menorca | 8718
Menorca | 8719
Menorca | 8720
Menorca | 8721
Menorca | 8722
Menorca | 8723
Menorca | 8724
Menorca | 8725
Menorca | 8726
Menorca | 8727
Menorca | 8728
Menorca | 8729
Menorca | 8730
Menorca | 8731
Menorca | 8732
Menorca | 8733
Menorca | 8734
Menorca | 8735
Menorca | 8736
Menorca | 8737
Menorca | 8738
Menorca | 8739
Menorca | 8740
Menorca | 8741
Menorca | 8742
Menorca | 8743
Menorca | 8744
Menorca | 8745
Menorca | 8746
Menorca | 8747
Menorca | 8748
Menorca | 8749
Menorca | 8750
Menorca | 8751
Menorca | 8752
Menorca | 8753
Menorca | 8754
Menorca | 8755
Menorca | 8756
Menorca | 8757
Menorca | 8758
Menorca | 8759
Menorca | 8760

## ev_fleet_info
LOAD_ZONE | PERIOD | ev_share | ev_miles_per_kwh | ice_miles_per_gallon | n_all_vehicles | vmt_per_vehicle | ev_extra_cost_per_vehicle_year
menorca | 2021 | 0 | 3 | 25 | 75000 | 5000
menorca | 2022 | 0.01 | 3 | 25 | 75000 | 5000
menorca | 2023 | 0.02 | 3 | 25 | 75000 | 5000
menorca | 2024 | 0.03 | 4 | 25 | 75000 | 5000
menorca | 2025 | 0.05 | 4 | 25 | 75000 | 5000
menorca | 2026 | 0.08 | 4 | 30 | 75000 | 5000
menorca | 2027 | 0.12 | 5 | 30 | 75000 | 5000
menorca | 2028 | 0.17 | 5 | 30 | 75000 | 5000
menorca | 2029 | 0.23 | 6 | 30 | 75000 | 5000
menorca | 2030 | 0.3 | 6 | 30 | 75000 | 5000

## Dispatch2030(outputs19) (hidden)
timestamp | Battery_Utility_1h | Diesel_GE | Diesel_P&W | Fueloil_MB&W | NG_GT | PV_SonSalomo | Seacable | Utility_PV | Wind_Mila | Wind_OnShore | TOTAL
2030W01H00:00 | 0 | 0 | 0 | 0 | 0 | 0 | 9.798 | 0 | 0 | 32.292 | 42.09
2030W01H01:00 | 0 | 0 | 0 | 0 | 0 | 0 | 3.054 | 0 | 0 | 34.086 | 37.14
2030W01H02:00 | 0 | 0 | 0 | 0 | 0 | 0 | 6.439 | 0 | 0 | 29.601 | 36.04
2030W01H03:00 | 0 | 0 | 0 | 0 | 0 | 0 | 0 | 0 | 0 | 35.88 | 35.88
2030W01H04:00 | 0 | 0 | 0 | 0 | 0 | 0 | 7.377 | 0 | 0 | 26.013 | 33.39
2030W01H05:00 | 2.057 | 0 | 0 | 0 | 0 | 0 | 1.075 | 0 | 0 | 30.498 | 33.63
2030W01H06:00 | 0 | 0 | 0 | 0 | 0 | 0 | 6.295 | 0 | 0 | 31.395 | 37.69
2030W01H07:00 | 0 | 0 | 0 | 0 | 0 | 0 | 17.609 | 0 | 0 | 29.601 | 47.21
2030W01H08:00 | 0 | 0 | 0 | 0 | 0 | 0.102 | 30.112 | 1.4 | 0 | 25.116 | 56.73
2030W01H09:00 | 0 | 0 | 0 | 0 | 0 | 0 | 0 | 30.1 | 0 | 26.88 | 56.98
2030W01H10:00 | 0 | 0 | 0 | 0 | 0 | 2.091 | 0 | 33.6 | 0 | 26.4384 | 62.1294
2030W01H11:00 | 0 | 0 | 0 | 0 | 0 | 2.448 | 0 | 41.3 | 0 | 17.882 | 61.63
2030W01H12:00 | 0 | 0 | 0 | 0 | 0 | 0 | 0 | 0 | 0 | 60.15 | 60.15
2030W01H13:00 | 0 | 0 | 0 | 0 | 0 | 0 | 0 | 41.3 | 0 | 15.84 | 57.14
2030W01H14:00 | 0 | 0 | 0 | 0 | 0 | 0 | 0 | 0 | 0 | 51.62 | 51.62
2030W01H15:00 | 0 | 0 | 0 | 0 | 0 | 1.887 | 0 | 29.4 | 0 | 21.443 | 52.73
2030W01H16:00 | 0 | 0 | 0 | 0 | 0 | 0 | 0 | 6.3 | 0 | 54.32 | 60.62
2030W01H17:00 | 0 | 0 | 0 | 0 | 0 | 0 | 22.826 | 0 | 0 | 37.674 | 60.5
2030W01H18:00 | 0 | 0 | 0 | 0 | 3.403 | 0 | 35 | 0 | 0 | 27.807 | 66.21
2030W01H19:00 | 0 | 0 | 0 | 0 | 11.948 | 0 | 35 | 0 | 0 | 23.322 | 70.27
2030W01H20:00 | 3 | 0 | 0 | 0 | 7.502 | 0 | 35 | 0 | 0 | 21.528 | 67.03
2030W01H21:00 | 0 | 0 | 0 | 0 | 3.174 | 0 | 35 | 0 | 0 | 25.116 | 63.29
2030W01H22:00 | 0 | 0 | 0 | 0 | 0 | 0 | 25.688 | 0 | 0 | 32.292 | 57.98
2030W01H23:00 | 0 | 0 | 0 | 0 | 0 | 0 | 19.009 | 0 | 0 | 29.601 | 48.61
2030W02H00:00 | 0 | 0 | 0 | 0 | 0 | 0 | 0 | 0 | 0 | 45.57 | 45.57
2030W02H01:00 | 0 | 0 | 0 | 0 | 0 | 0 | 6.854 | 0 | 0 | 34.086 | 40.94
2030W02H02:00 | 0 | 0 | 0 | 0 | 0 | 0 | 6.103 | 0 | 0 | 27.807 | 33.91
2030W02H03:00 | 2.55 | 0 | 0 | 0 | 0 | 0 | 0.862 | 0 | 0 | 30.498 | 33.91
2030W02H04:00 | 0 | 0 | 0 | 0 | 0 | 0 | 0 | 0 | 0 | 38.571 | 38.571
2030W02H05:00 | 1.3358 | 0 | 0 | 0 | 0 | 0 | 0 | 0 | 0 | 35.6241 | 36.9599
2030W02H06:00 | 0 | 0 | 0 | 0 | 0 | 0 | 0 | 0 | 0 | 45.5 | 45.5
2030W02H07:00 | 3 | 0 | 0 | 0 | 0 | 0 | 8.673 | 0 | 0 | 45.747 | 57.42
2030W02H08:00 | 0 | 0 | 0 | 0 | 0 | 0.102 | 26.921 | 1.4 | 0 | 36.777 | 65.2
2030W02H09:00 | 0 | 0 | 0 | 0 | 0 | 2.295 | 0 | 30.958 | 0 | 36.777 | 70.03
2030W02H10:00 | 0 | 0 | 0 | 0 | 0 | 0 | 0 | 37.8 | 0 | 27.98 | 65.78
2030W02H11:00 | 0 | 0 | 0 | 0 | 0 | 2.55 | 0 | 40.6 | 0 | 25.93 | 69.08
2030W02H12:00 | 0 | 0 | 0 | 0 | 0 | 0 | 0 | 41.3 | 0 | 23.28 | 64.58
2030W02H13:00 | 0 | 0 | 0 | 0 | 0 | 0 | 0 | 41.3 | 0 | 23.67 | 64.97
2030W02H14:00 | 2.1 | 0 | 0 | 0 | 0 | 0 | 0 | 35.7 | 0 | 29.6 | 67.4
2030W02H15:00 | 0 | 0 | 0 | 0 | 0 | 2.04 | 0 | 31.5 | 0 | 27.58 | 61.12
2030W02H16:00 | 0 | 0 | 0 | 0 | 0 | 0.714 | 0 | 11.2 | 0 | 53.436 | 65.35
2030W02H17:00 | 0 | 0 | 0 | 0 | 0 | 0 | 12.996 | 0 | 0 | 55.614 | 68.61
2030W02H18:00 | 0 | 0 | 0 | 0 | 0 | 0 | 30.597 | 0 | 0 | 43.953 | 74.55
2030W02H19:00 | 3 | 0 | 0 | 0 | 0 | 0 | 17.584 | 0 | 0 | 52.026 | 72.61
2030W02H20:00 | 0 | 0 | 0 | 0 | 0 | 0 | 23.084 | 0 | 0 | 52.026 | 75.11
2030W02H21:00 | 0 | 0 | 0 | 0 | 0 | 0 | 25.53 | 0 | 0 | 44.85 | 70.38
2030W02H22:00 | 0 | 0 | 0 | 0 | 0 | 0 | 20.152 | 0 | 0 | 39.468 | 59.62
2030W02H23:00 | 0 | 0 | 0 | 0 | 0 | 0 | 9.304 | 0 | 0 | 43.056 | 52.36
2030W03H00:00 | 0 | 0 | 0 | 0 | 0 | 0 | 20.905 | 0 | 0 | 22.425 | 43.33
2030W03H01:00 | 0 | 0 | 0 | 0 | 0 | 0 | 19.853 | 0 | 0 | 18.837 | 38.69
2030W03H02:00 | 0 | 0 | 0 | 0 | 0 | 0 | 12.117 | 0 | 0 | 26.013 | 38.13
2030W03H03:00 | 0 | 0 | 0 | 0 | 0 | 0 | 6.767 | 0 | 0 | 26.013 | 32.78
2030W03H04:00 | 0 | 0 | 0 | 0 | 0 | 0 | 2.576 | 0 | 0 | 28.704 | 31.28
2030W03H05:00 | 0 | 0 | 0 | 0 | 0 | 0 | 11.428 | 0 | 0 | 23.322 | 34.75
2030W03H06:00 | 0 | 0 | 0 | 0 | 0 | 0 | 14.65 | 0 | 0 | 26.91 | 41.56
2030W03H07:00 | 0 | 0 | 0 | 0 | 0 | 0 | 25.874 | 0 | 0 | 25.116 | 50.99
2030W03H08:00 | 0 | 0 | 0 | 0 | 0 | 1.173 | 15.86 | 18.2 | 0 | 27.807 | 63.04
2030W03H09:00 | 0 | 0 | 0 | 0 | 0 | 0 | 0 | 30.441 | 0 | 33.189 | 63.63
2030W03H10:00 | 0 | 0 | 0 | 0 | 0 | 0 | 0 | 35.7 | 0 | 28 | 63.7
2030W03H11:00 | 0 | 0 | 0 | 0 | 0 | 2.601 | 0 | 39.9 | 0 | 22.949 | 65.45
2030W03H12:00 | 0 | 0 | 0 | 0 | 0 | 2.448 | 0 | 9.437 | 0 | 49.335 | 61.22
2030W03H13:00 | 0 | 0 | 0 | 0 | 0 | 2.448 | 0 | 42 | 0 | 20.982 | 65.43
2030W03H14:00 | 0 | 0 | 0 | 0 | 0 | 2.244 | 0 | 12.2084 | 0 | 45.747 | 60.1994
2030W03H15:00 | 0 | 0 | 0 | 0 | 0 | 1.938 | 1.016 | 30.1 | 0 | 25.116 | 58.17
2030W03H16:00 | 0 | 0 | 0 | 0 | 0 | 1.173 | 18.686 | 18.2 | 0 | 20.631 | 58.69
2030W03H17:00 | 3 | 0 | 0 | 0 | 3.936 | 0 | 35 | 0 | 0 | 19.734 | 61.67
2030W03H18:00 | 0 | 0 | 0 | 0 | 17.777 | 0 | 35 | 0 | 0 | 17.043 | 69.82
2030W03H19:00 | 0 | 0 | 0 | 0 | 13.582 | 0 | 35 | 0 | 0 | 21.528 | 70.11
2030W03H20:00 | 0 | 0 | 0 | 0 | 10.367 | 0 | 35 | 0 | 0 | 26.013 | 71.38
2030W03H21:00 | 0 | 0 | 0 | 0 | 6.351 | 0 | 35 | 0 | 0 | 24.219 | 65.57
2030W03H22:00 | 0 | 0 | 0 | 0 | 7.757 | 0 | 35 | 0 | 0 | 17.043 | 59.8
2030W03H23:00 | 0 | 0 | 0 | 0 | 0 | 0 | 34.183 | 0 | 0 | 18.837 | 53.02
2030W04H00:00 | 0 | 0 | 0 | 0 | 0 | 0 | 0 | 0 | 0 | 47.16 | 47.16
2030W04H01:00 | 0 | 0 | 0 | 0 | 0 | 0 | 0 | 0 | 0 | 38.27 | 38.27
2030W04H02:00 | 0 | 0 | 0 | 0 | 0 | 0 | 0 | 0 | 0 | 37.58 | 37.58
2030W04H03:00 | 0 | 0 | 0 | 0 | 0 | 0 | 0 | 0 | 0 | 35.9194 | 35.9194
2030W04H04:00 | 0 | 0 | 0 | 0 | 0 | 0 | 0 | 0 | 0 | 39.5 | 39.5
2030W04H05:00 | 0 | 0 | 0 | 0 | 0 | 0 | 0 | 0 | 0 | 38.06 | 38.06
2030W04H06:00 | 3 | 0 | 0 | 0 | 0 | 0 | 1.688 | 0 | 0 | 41.262 | 45.95
2030W04H07:00 | 0 | 0 | 0 | 0 | 0 | 0 | 26.193 | 0 | 0 | 36.777 | 62.97
2030W04H08:00 | 0 | 0 | 0 | 0 | 0 | 1.479 | 1.287 | 24.5 | 0 | 37.674 | 64.94
2030W04H09:00 | 0 | 0 | 0 | 0 | 0 | 1.989 | 0 | 20.653 | 0 | 48.438 | 71.08
2030W04H10:00 | 0 | 0 | 0 | 0 | 0 | 0 | 0 | 36.4 | 0 | 35.45 | 71.85
2030W04H11:00 | 0 | 0 | 0 | 0 | 0 | 0 | 0 | 39.2 | 0 | 31.25 | 70.45
2030W04H12:00 | 0 | 0 | 0 | 0 | 0 | 2.499 | 0 | 37.8 | 0 | 32.351 | 72.65
2030W04H13:00 | 0 | 0 | 0 | 0 | 0 | 0 | 0 | 6.194 | 0 | 60.996 | 67.19
2030W04H14:00 | 0 | 0 | 0 | 0 | 0 | 2.091 | 0 | 6.908 | 0 | 56.511 | 65.51
2030W04H15:00 | 0 | 0 | 0 | 0 | 0 | 1.887 | 0 | 30.8 | 0 | 31.8544 | 64.5414
2030W04H16:00 | 0 | 0 | 0 | 0 | 0 | 0 | 0 | 0 | 0 | 66.378 | 66.378
2030W04H17:00 | 0 | 0 | 0 | 0 | 0 | 0 | 31.28 | 0 | 0 | 35.88 | 67.16
2030W04H18:00 | 3 | 0 | 0 | 0 | 10.266 | 0 | 35 | 0 | 0 | 19.734 | 68
2030W04H19:00 | 0 | 0 | 0 | 0 | 10.794 | 0 | 35 | 0 | 0 | 25.116 | 70.91
2030W04H20:00 | 0 | 0 | 0 | 0 | 0 | 0 | 22.964 | 0 | 0 | 52.026 | 74.99
2030W04H21:00 | 0 | 0 | 0 | 0 | 0 | 0 | 24.46 | 0 | 0 | 44.85 | 69.31
2030W04H22:00 | 0 | 0 | 0 | 0 | 0 | 0 | 18.113 | 0 | 0 | 45.747 | 63.86
2030W04H23:00 | 0 | 0 | 0 | 0 | 0 | 0 | 8.418 | 0 | 0 | 50.232 | 58.65
2030W05H00:00 | 0 | 0 | 0 | 0 | 0 | 0 | 0 | 0 | 0 | 43.33 | 43.33
2030W05H01:00 | 0 | 0 | 0 | 0 | 0 | 0 | 0 | 0 | 0 | 38.81 | 38.81
2030W05H02:00 | 0 | 0 | 0 | 0 | 0 | 0 | 0 | 0 | 0 | 36.47 | 36.47
2030W05H03:00 | 0 | 0 | 0 | 0 | 0 | 0 | 0 | 0 | 0 | 36.4694 | 36.4694
2030W05H04:00 | 0 | 0 | 0 | 0 | 0 | 0 | 0 | 0 | 0 | 33.56 | 33.56
2030W05H05:00 | 0 | 0 | 0 | 0 | 0 | 0 | 0 | 0 | 0 | 36.24 | 36.24
2030W05H06:00 | 0 | 0 | 0 | 0 | 0 | 0 | 0 | 0 | 0 | 44.22 | 44.22
2030W05H07:00 | 3 | 0 | 0 | 0 | 0 | 0 | 0 | 0 | 0 | 54 | 57
2030W05H08:00 | 0 | 0 | 0 | 0 | 0 | 0 | 0 | 23.1 | 0 | 43.0094 | 66.1094
2030W05H09:00 | 0 | 0 | 0 | 0 | 0 | 1.887 | 0 | 2.165 | 0 | 66.378 | 70.43
2030W05H10:00 | 0 | 0 | 0 | 0 | 0 | 2.346 | 0 | 36.4 | 0 | 32.904 | 71.65
2030W05H11:00 | 0 | 0 | 0 | 0 | 0 | 0 | 0 | 22.374 | 0 | 52.026 | 74.4
2030W05H12:00 | 0 | 0 | 0 | 0 | 0 | 0 | 0 | 37.1 | 0 | 31.02 | 68.12
2030W05H13:00 | 0 | 0 | 0 | 0 | 0 | 2.244 | 0 | 0 | 0 | 60.276 | 62.52
2030W05H14:00 | 0 | 0 | 0 | 0 | 0 | 0 | 0 | 5.439 | 0 | 56.511 | 61.95
2030W05H15:00 | 0 | 0 | 0 | 0 | 0 | 1.887 | 0 | 3.386 | 0 | 54.717 | 59.99
2030W05H16:00 | 0 | 0 | 0 | 0 | 0 | 0 | 0 | 21 | 0 | 41.72 | 62.72
2030W05H17:00 | 0 | 0 | 0 | 0 | 0 | 0 | 13.685 | 0 | 0 | 49.335 | 63.02
2030W05H18:00 | 2.55 | 0 | 0 | 0 | 1.443 | 0 | 35 | 0 | 0 | 27.807 | 66.8
2030W05H19:00 | 0 | 0 | 0 | 0 | 0 | 0 | 34.732 | 0 | 0 | 39.468 | 74.2
2030W05H20:00 | 3 | 0 | 0 | 0 | 3.617 | 0 | 35 | 0 | 0 | 34.983 | 76.6
2030W05H21:00 | 0 | 0 | 0 | 0 | 2.897 | 0 | 35 | 0 | 0 | 34.983 | 72.88
2030W05H22:00 | 0 | 0 | 0 | 0 | 0 | 0 | 24.352 | 0 | 0 | 39.468 | 63.82
2030W05H23:00 | 0 | 0 | 0 | 0 | 0 | 0 | 0 | 0 | 0 | 49.76 | 49.76
2030W06H00:00 | 0 | 0 | 0 | 0 | 0 | 0 | 27.634 | 0 | 0 | 16.146 | 43.78
2030W06H01:00 | 0 | 0 | 0 | 0 | 0 | 0 | 16.635 | 0 | 0 | 22.425 | 39.06
2030W06H02:00 | 0 | 0 | 0 | 0 | 0 | 0 | 16.152 | 0 | 0 | 21.528 | 37.68
2030W06H03:00 | 0 | 0 | 0 | 0 | 0 | 0 | 12.269 | 0 | 0 | 20.631 | 32.9
2030W06H04:00 | 0 | 0 | 0 | 0 | 0 | 0 | 2.588 | 0 | 0 | 32.292 | 34.88
2030W06H05:00 | 0 | 0 | 0 | 0 | 0 | 0 | 7.473 | 0 | 0 | 27.807 | 35.28
2030W06H06:00 | 0 | 0 | 0 | 0 | 0 | 0 | 9.252 | 0 | 0 | 30.498 | 39.75
2030W06H07:00 | 0 | 0 | 0 | 0 | 0 | 0 | 29.33 | 0 | 0 | 26.91 | 56.24
2030W06H08:00 | 0 | 0 | 0 | 0 | 0 | 1.683 | 13.324 | 26.6 | 0 | 26.013 | 67.62
2030W06H09:00 | 0 | 0 | 0 | 0 | 0 | 2.295 | 1.095 | 35.7 | 0 | 26.91 | 66
2030W06H10:00 | 0 | 0 | 0 | 0 | 0 | 2.397 | 0 | 38.496 | 0 | 27.807 | 68.7
2030W06H11:00 | 0 | 0 | 0 | 0 | 0 | 2.805 | 0 | 45.5 | 0 | 19.045 | 67.35
2030W06H12:00 | 0 | 0 | 0 | 0 | 0 | 2.856 | 0 | 46.9 | 0 | 13.684 | 63.44
2030W06H13:00 | 0 | 0 | 0 | 0 | 0 | 2.652 | 0 | 26.1614 | 0 | 34.086 | 62.8994
2030W06H14:00 | 0 | 0 | 0 | 0 | 0 | 0 | 0 | 39.2 | 0 | 24.57 | 63.77
2030W06H15:00 | 0 | 0 | 0 | 0 | 0 | 0 | 0 | 25.881 | 0 | 33.189 | 59.07
2030W06H16:00 | 0 | 0 | 0 | 0 | 0 | 1.53 | 5.994 | 24.5 | 0 | 25.116 | 57.14
2030W06H17:00 | 0 | 0 | 0 | 0 | 5.8 | 0 | 35 | 0 | 0 | 17.94 | 58.74
2030W06H18:00 | 3 | 0 | 0 | 0 | 0.641 | 0 | 35 | 0 | 0 | 24.219 | 62.86
2030W06H19:00 | 0 | 0 | 0 | 0 | 14.118 | 0 | 35 | 0 | 0 | 23.322 | 72.44
2030W06H20:00 | 0 | 0 | 0 | 0 | 15.375 | 0 | 35 | 0 | 0 | 22.425 | 72.8
2030W06H21:00 | 0 | 0 | 0 | 0 | 12.852 | 0 | 35 | 0 | 0 | 21.528 | 69.38
2030W06H22:00 | 0 | 0 | 0 | 0 | 1.698 | 0 | 35 | 0 | 0 | 23.322 | 60.02
2030W06H23:00 | 0 | 0 | 0 | 0 | 0 | 0 | 26.642 | 0 | 0 | 21.528 | 48.17
2030W07H00:00 | 0 | 0 | 0 | 0 | 0 | 0 | 27.837 | 0 | 0 | 17.043 | 44.88
2030W07H01:00 | 0 | 0 | 0 | 0 | 0 | 0 | 18.799 | 0 | 0 | 20.631 | 39.43
2030W07H02:00 | 0 | 0 | 0 | 0 | 0 | 0 | 17.21 | 0 | 0 | 17.94 | 35.15
2030W07H03:00 | 0 | 0 | 0 | 0 | 0 | 0 | 17.961 | 0 | 0 | 15.249 | 33.21
2030W07H04:00 | 0 | 0 | 0 | 0 | 0 | 0 | 13.823 | 0 | 0 | 18.837 | 32.66
2030W07H05:00 | 0 | 0 | 0 | 0 | 0 | 0 | 14.418 | 0 | 0 | 23.322 | 37.74
2030W07H06:00 | 0 | 0 | 0 | 0 | 0 | 0 | 22.486 | 0 | 0 | 19.734 | 42.22
2030W07H07:00 | 0 | 0 | 0 | 0 | 0 | 0 | 30.952 | 0 | 0 | 21.528 | 52.48
2030W07H08:00 | 0 | 0 | 0 | 0 | 0 | 1.581 | 17.609 | 24.5 | 0 | 17.94 | 61.63
2030W07H09:00 | 0 | 0 | 0 | 0 | 0 | 2.091 | 8.637 | 33.6 | 0 | 23.322 | 67.65
2030W07H10:00 | 0 | 0 | 0 | 0 | 0 | 0 | 0 | 38.5 | 0 | 29.28 | 67.78
2030W07H11:00 | 0 | 0 | 0 | 0 | 0 | 2.652 | 0 | 29.648 | 0 | 35.88 | 68.18
2030W07H12:00 | 0 | 0 | 0 | 0 | 0 | 0 | 0 | 38.729 | 0 | 29.601 | 68.33
2030W07H13:00 | 0 | 0 | 0 | 0 | 0 | 0 | 0 | 29.8244 | 0 | 31.395 | 61.2194
2030W07H14:00 | 0 | 0 | 0 | 0 | 0 | 0 | 0 | 24.432 | 0 | 30.498 | 54.93
2030W07H15:00 | 0 | 0 | 0 | 0 | 0 | 1.938 | 2.02 | 30.8 | 0 | 23.322 | 58.08
2030W07H16:00 | 0 | 0 | 0 | 0 | 0 | 1.581 | 11.032 | 25.2 | 0 | 18.837 | 56.65
2030W07H17:00 | 0 | 0 | 0 | 0 | 12.96 | 0 | 35 | 0 | 0 | 8.97 | 56.93
2030W07H18:00 | 3 | 0 | 0 | 0 | 22.046 | 0 | 35 | 0 | 0 | 1.794 | 61.84
2030W07H19:00 | 0 | 0 | 0 | 0 | 27.809 | 0 | 35 | 0 | 0 | 2.691 | 65.5
2030W07H20:00 | 0 | 0 | 0 | 0 | 38.986 | 0 | 35 | 0 | 0 | 1.794 | 75.78
2030W07H21:00 | 0 | 0 | 0 | 0 | 28.996 | 0 | 35 | 0 | 0 | 1.794 | 65.79
2030W07H22:00 | 0 | 0 | 0 | 0 | 21.479 | 0 | 35 | 0 | 0 | 2.691 | 59.17
2030W07H23:00 | 0 | 0 | 0 | 0 | 11.552 | 0 | 35 | 0 | 0 | 3.588 | 50.14
2030W08H00:00 | 0 | 0 | 0 | 0 | 0 | 0 | 34.614 | 0 | 0 | 7.176 | 41.79
2030W08H01:00 | 0 | 0 | 0 | 0 | 0 | 0 | 32.171 | 0 | 0 | 6.279 | 38.45
2030W08H02:00 | 0 | 0 | 0 | 0 | 0 | 0 | 26.647 | 0 | 0 | 8.073 | 34.72
2030W08H03:00 | 0 | 0 | 0 | 0 | 0 | 0 | 24.63 | 0 | 0 | 8.97 | 33.6
2030W08H04:00 | 0 | 0 | 0 | 0 | 0 | 0 | 24.703 | 0 | 0 | 9.867 | 34.57
2030W08H05:00 | 0 | 0 | 0 | 0 | 0 | 0 | 26.247 | 0 | 0 | 8.073 | 34.32
2030W08H06:00 | 0 | 0 | 0 | 0 | 0 | 0 | 32.3236 | 0 | 0 | 10.764 | 43.0876
2030W08H07:00 | 1.409 | 0 | 0 | 0 | 0 | 0.051 | 35 | 0.7 | 0 | 17.94 | 55.1
2030W08H08:00 | 0 | 0 | 0 | 0 | 0 | 1.989 | 7.001 | 33.6 | 0 | 17.94 | 60.53
2030W08H09:00 | 0 | 0 | 0 | 0 | 0 | 2.448 | 0 | 39.9 | 0 | 22.262 | 64.61
2030W08H10:00 | 0 | 0 | 0 | 0 | 0 | 2.652 | 0 | 42 | 0 | 18.868 | 63.52
2030W08H11:00 | 0 | 0 | 0 | 0 | 0 | 0 | 0 | 43.4 | 0 | 18.07 | 61.47
2030W08H12:00 | 0 | 0 | 0 | 0 | 0 | 2.703 | 0 | 23.311 | 0 | 34.086 | 60.1
2030W08H13:00 | 0 | 0 | 0 | 0 | 0 | 0 | 0 | 28.775 | 0 | 31.395 | 60.17
2030W08H14:00 | 0 | 0 | 0 | 0 | 0 | 2.346 | 0 | 20.879 | 0 | 31.395 | 54.62
2030W08H15:00 | 0 | 0 | 0 | 0 | 0 | 0 | 0 | 25.906 | 0 | 28.704 | 54.61
2030W08H16:00 | 0 | 0 | 0 | 0 | 0 | 0 | 0 | 17.9024 | 0 | 36.777 | 54.6794
2030W08H17:00 | 0 | 0 | 0 | 0 | 0 | 0.102 | 16.065 | 1.4 | 0 | 34.983 | 52.55
2030W08H18:00 | 0 | 0 | 0 | 0 | 0 | 0 | 24.545 | 0 | 0 | 31.395 | 55.94
2030W08H19:00 | 0 | 0 | 0 | 0 | 15.39 | 0 | 35 | 0 | 0 | 17.94 | 68.33
2030W08H20:00 | 3 | 0 | 0 | 0 | 17.805 | 0 | 35 | 0 | 0 | 13.455 | 69.26
2030W08H21:00 | 0 | 0 | 0 | 0 | 14.441 | 0 | 35 | 0 | 0 | 15.249 | 64.69
2030W08H22:00 | 0 | 0 | 0 | 0 | 10.786 | 0 | 35 | 0 | 0 | 10.764 | 56.55
2030W08H23:00 | 0 | 0 | 0 | 0 | 5.827 | 0 | 35 | 0 | 0 | 8.073 | 48.9
2030W09H00:00 | 0 | 0 | 0 | 0 | 0 | 0 | 28.211 | 0 | 0 | 15.249 | 43.46
2030W09H01:00 | 0 | 0 | 0 | 0 | 0 | 0 | 21.221 | 0 | 0 | 15.249 | 36.47
2030W09H02:00 | 0 | 0 | 0 | 0 | 0 | 0 | 14.92 | 0 | 0 | 17.94 | 32.86
2030W09H03:00 | 0 | 0 | 0 | 0 | 0 | 0 | 13.543 | 0 | 0 | 18.837 | 32.38
2030W09H04:00 | 0 | 0 | 0 | 0 | 0 | 0 | 11.929 | 0 | 0 | 20.631 | 32.56
2030W09H05:00 | 0 | 0 | 0 | 0 | 0 | 0 | 19.157 | 0 | 0 | 17.043 | 36.2
2030W09H06:00 | 0 | 0 | 0 | 0 | 0 | 0 | 22.6543 | 0 | 0 | 20.631 | 43.2853
2030W09H07:00 | 0.608 | 0 | 0 | 0 | 0 | 0.051 | 35 | 0.7 | 0 | 11.661 | 48.02
2030W09H08:00 | 0 | 0 | 0 | 0 | 0 | 1.242 | 0 | 32.9 | 0 | 21.528 | 55.67
2030W09H09:00 | 0 | 0 | 0 | 0 | 0 | 2.499 | 0 | 38.5 | 0 | 17.221 | 58.22
2030W09H10:00 | 0 | 0 | 0 | 0 | 0 | 2.703 | 0 | 14.269 | 0 | 39.468 | 56.44
2030W09H11:00 | 0 | 0 | 0 | 0 | 0 | 0 | 0 | 42.7 | 0 | 12.15 | 54.85
2030W09H12:00 | 0 | 0 | 0 | 0 | 0 | 0 | 0 | 41.3 | 0 | 13.49 | 54.79
2030W09H13:00 | 0 | 0 | 0 | 0 | 0 | 2.754 | 0 | 24.106 | 0 | 26.91 | 53.77
2030W09H14:00 | 0 | 0 | 0 | 0 | 0 | 2.397 | 0 | 22.823 | 0 | 26.91 | 52.13
2030W09H15:00 | 0 | 0 | 0 | 0 | 0 | 0 | 0 | 22.7224 | 0 | 29.601 | 52.3234
2030W09H16:00 | 0 | 0 | 0 | 0 | 0 | 0 | 0 | 27.3 | 0 | 25.116 | 52.416
2030W09H17:00 | 0 | 0 | 0 | 0 | 0 | 0.459 | 29.759 | 7 | 0 | 14.352 | 51.57
2030W09H18:00 | 3 | 0 | 0 | 0 | 9.784 | 0 | 35 | 0 | 0 | 7.176 | 54.96
2030W09H19:00 | 0 | 0 | 0 | 0 | 21.705 | 0 | 35 | 0 | 0 | 4.485 | 61.19
2030W09H20:00 | 0 | 0 | 0 | 0 | 26.828 | 0 | 35 | 0 | 0 | 5.382 | 67.21
2030W09H21:00 | 0 | 0 | 0 | 0 | 14.919 | 0 | 35 | 0 | 0 | 11.661 | 61.58
2030W09H22:00 | 0 | 0 | 0 | 0 | 7.985 | 0 | 35 | 0 | 0 | 13.455 | 56.44
2030W09H23:00 | 0 | 0 | 0 | 0 | 1.179 | 0 | 35 | 0 | 0 | 11.661 | 47.84
2030W10H00:00 | 0 | 0 | 0 | 0 | 0 | 0 | 29.676 | 0 | 0 | 10.764 | 40.44
2030W10H01:00 | 0 | 0 | 0 | 0 | 0 | 0 | 28.177 | 0 | 0 | 8.073 | 36.25
2030W10H02:00 | 0 | 0 | 0 | 0 | 0 | 0 | 29.265 | 0 | 0 | 4.485 | 33.75
2030W10H03:00 | 0 | 0 | 0 | 0 | 0 | 0 | 26.451 | 0 | 0 | 6.279 | 32.73
2030W10H04:00 | 0 | 0 | 0 | 0 | 0 | 0 | 25.044 | 0 | 0 | 7.176 | 32.22
2030W10H05:00 | 0 | 0 | 0 | 0 | 0 | 0 | 30.358 | 0 | 0 | 5.382 | 35.74
2030W10H06:00 | 0 | 0 | 0 | 0 | 0 | 0 | 26.629 | 0 | 0 | 11.661 | 38.29
2030W10H07:00 | 0 | 0 | 0 | 0 | 0 | 0.102 | 34.259 | 1.4 | 0 | 15.249 | 51.01
2030W10H08:00 | 0 | 0 | 0 | 0 | 0 | 2.346 | 2.451 | 35.7 | 0 | 17.043 | 57.54
2030W10H09:00 | 0 | 0 | 0 | 0 | 0 | 0 | 0 | 46.2 | 0 | 14.04 | 60.24
2030W10H10:00 | 0 | 0 | 0 | 0 | 0 | 2.805 | 0 | 45.5 | 0 | 12.555 | 60.86
2030W10H11:00 | 0 | 0 | 0 | 0 | 0 | 2.907 | 0 | 44.8 | 0 | 7.823 | 55.53
2030W10H12:00 | 0 | 0 | 0 | 0 | 0 | 2.601 | 0 | 14.25 | 0 | 42.159 | 59.01
2030W10H13:00 | 0 | 0 | 0 | 0 | 0 | 2.907 | 0 | 45.5 | 0 | 5.833 | 54.24
2030W10H14:00 | 0 | 0 | 0 | 0 | 0 | 0 | 0 | 42.7 | 0 | 10.68 | 53.38
2030W10H15:00 | 0 | 0 | 0 | 0 | 0 | 0 | 0 | 38.5 | 0 | 10.88 | 49.38
2030W10H16:00 | 0 | 0 | 0 | 0 | 0 | 1.989 | 0 | 13.3074 | 0 | 34.983 | 50.2794
2030W10H17:00 | 0 | 0 | 0 | 0 | 0 | 0.969 | 12.533 | 15.4 | 0 | 21.528 | 50.43
2030W10H18:00 | 0 | 0 | 0 | 0 | 8.541 | 0 | 35 | 0 | 0 | 6.279 | 49.82
2030W10H19:00 | 0 | 0 | 0 | 0 | 22.271 | 0 | 35 | 0 | 0 | 6.279 | 63.55
2030W10H20:00 | 3 | 0 | 0 | 0 | 15.058 | 0 | 35 | 0 | 0 | 14.352 | 67.41
2030W10H21:00 | 0 | 0 | 0 | 0 | 10.652 | 0 | 35 | 0 | 0 | 12.558 | 58.21
2030W10H22:00 | 0 | 0 | 0 | 0 | 11.63 | 0 | 35 | 0 | 0 | 8.97 | 55.6
2030W10H23:00 | 0 | 0 | 0 | 0 | 0.179 | 0 | 35 | 0 | 0 | 11.661 | 46.84
2030W11H00:00 | 0 | 0 | 0 | 0 | 0 | 0 | 15.048 | 0 | 0 | 23.322 | 38.37
2030W11H01:00 | 0 | 0 | 0 | 0 | 0 | 0 | 12.088 | 0 | 0 | 23.322 | 35.41
2030W11H02:00 | 0 | 0 | 0 | 0 | 0 | 0 | 8.738 | 0 | 0 | 23.322 | 32.06
2030W11H03:00 | 0 | 0 | 0 | 0 | 0 | 0 | 17.48 | 0 | 0 | 17.94 | 35.42
2030W11H04:00 | 0 | 0 | 0 | 0 | 0 | 0 | 14.77 | 0 | 0 | 17.94 | 32.71
2030W11H05:00 | 0 | 0 | 0 | 0 | 0 | 0 | 15.274 | 0 | 0 | 16.146 | 31.42
2030W11H06:00 | 0 | 0 | 0 | 0 | 0 | 0 | 23.53 | 0 | 0 | 17.94 | 41.47
2030W11H07:00 | 0 | 0 | 0 | 0 | 0 | 1.071 | 15.556 | 16.8 | 0 | 17.043 | 50.47
2030W11H08:00 | 0 | 0 | 0 | 0 | 0 | 0 | 0 | 34.633 | 0 | 27.807 | 62.44
2030W11H09:00 | 0 | 0 | 0 | 0 | 0 | 0 | 0 | 46.2 | 0 | 17.94 | 64.14
2030W11H10:00 | 0 | 0 | 0 | 0 | 0 | 3.315 | 0 | 53.9 | 0 | 1.005 | 58.22
2030W11H11:00 | 0 | 0 | 0 | 0 | 0 | 3.468 | 0 | 14.16 | 0 | 41.262 | 58.89
2030W11H12:00 | 0 | 0 | 0 | 0 | 0 | 3.468 | 0 | 53.2 | 0 | 5.442 | 62.11
2030W11H13:00 | 0 | 0 | 0 | 0 | 0 | 0 | 0 | 54.6 | 0 | 2.67 | 57.27
2030W11H14:00 | 0 | 0 | 0 | 0 | 0 | 3.009 | 0 | 1.509 | 0 | 50.232 | 54.75
2030W11H15:00 | 0 | 0 | 0 | 0 | 0 | 2.958 | 0 | 47.912 | 0 | 0 | 50.87
2030W11H16:00 | 0 | 0 | 0 | 0 | 0 | 2.346 | 0 | 1.549 | 0 | 49.335 | 53.23
2030W11H17:00 | 0 | 0 | 0 | 0 | 0 | 1.377 | 0 | 0 | 0 | 53.403 | 54.78
2030W11H18:00 | 0 | 0 | 0 | 0 | 0 | 0 | 0 | 0 | 0 | 55.1994 | 55.1994
2030W11H19:00 | 0 | 0 | 0 | 0 | 0 | 0 | 16.828 | 0 | 0 | 41.262 | 58.09
2030W11H20:00 | 0 | 0 | 0 | 0 | 1.15 | 0 | 35 | 0 | 0 | 26.91 | 63.06
2030W11H21:00 | 3 | 0 | 0 | 0 | 2.275 | 0 | 35 | 0 | 0 | 22.425 | 62.7
2030W11H22:00 | 0 | 0 | 0 | 0 | 0 | 0 | 24.205 | 0 | 0 | 31.395 | 55.6
2030W11H23:00 | 0 | 0 | 0 | 0 | 0 | 0 | 11.297 | 0 | 0 | 34.983 | 46.28
2030W12H00:00 | 0 | 0 | 0 | 0 | 0 | 0 | 0 | 0 | 0 | 39.9 | 39.9
2030W12H01:00 | 0 | 0 | 0 | 0 | 0 | 0 | 0 | 0 | 0 | 36.94 | 36.94
2030W12H02:00 | 0 | 0 | 0 | 0 | 0 | 0 | 0 | 0 | 0 | 34.62 | 34.62
2030W12H03:00 | 0 | 0 | 0 | 0 | 0 | 0 | 0 | 0 | 0 | 32.8994 | 32.8994
2030W12H04:00 | 3 | 0 | 0 | 0 | 0 | 0 | 0 | 0 | 0 | 33.56 | 36.56
2030W12H05:00 | 0 | 0 | 0 | 0 | 0 | 0 | 0 | 0 | 0 | 33.1 | 33.1
2030W12H06:00 | 0 | 0 | 0 | 0 | 0 | 0 | 0 | 0 | 0 | 42.74 | 42.74
2030W12H07:00 | 0 | 0 | 0 | 0 | 0 | 0 | 0 | 23.1 | 0 | 28.05 | 51.15
2030W12H08:00 | 0 | 0 | 0 | 0 | 0 | 0 | 0 | 37.8 | 0 | 22.58 | 60.38
2030W12H09:00 | 0 | 0 | 0 | 0 | 0 | 2.55 | 0 | 42 | 0 | 21.2 | 65.75
2030W12H10:00 | 0 | 0 | 0 | 0 | 0 | 0 | 0 | 42 | 0 | 20.9 | 62.9
2030W12H11:00 | 0 | 0 | 0 | 0 | 0 | 0 | 0 | 0 | 0 | 60.11 | 60.11
2030W12H12:00 | 0 | 0 | 0 | 0 | 0 | 2.805 | 0 | 0 | 0 | 59.985 | 62.79
2030W12H13:00 | 0 | 0 | 0 | 0 | 0 | 0 | 0 | 0 | 0 | 60.84 | 60.84
2030W12H14:00 | 0 | 0 | 0 | 0 | 0 | 0 | 0 | 45.5 | 0 | 8.63 | 54.13
2030W12H15:00 | 0 | 0 | 0 | 0 | 0 | 0 | 0 | 0 | 0 | 58.16 | 58.16
2030W12H16:00 | 0 | 0 | 0 | 0 | 0 | 2.091 | 0 | 35 | 0 | 18.8584 | 55.9494
2030W12H17:00 | 0 | 0 | 0 | 0 | 0 | 1.326 | 0 | 21 | 0 | 31.654 | 53.98
2030W12H18:00 | 3 | 0 | 0 | 0 | 0 | 0 | 8.57 | 0 | 0 | 44.85 | 56.42
2030W12H19:00 | 0 | 0 | 0 | 0 | 0 | 0 | 21.311 | 0 | 0 | 42.159 | 63.47
2030W12H20:00 | 0 | 0 | 0 | 0 | 0 | 0 | 23.194 | 0 | 0 | 43.056 | 66.25
2030W12H21:00 | 0 | 0 | 0 | 0 | 0 | 0 | 21.885 | 0 | 0 | 40.365 | 62.25
2030W12H22:00 | 0 | 0 | 0 | 0 | 0 | 0 | 17.629 | 0 | 0 | 38.571 | 56.2
2030W12H23:00 | 0 | 0 | 0 | 0 | 0 | 0 | 1.436 | 0 | 0 | 46.644 | 48.08
2030W13H00:00 | 0 | 0 | 0 | 0 | 0 | 0 | 33.534 | 0 | 0 | 7.176 | 40.71
2030W13H01:00 | 0 | 0 | 0 | 0 | 0 | 0 | 19.544 | 0 | 0 | 16.146 | 35.69
2030W13H02:00 | 0 | 0 | 0 | 0 | 0 | 0 | 13.198 | 0 | 0 | 23.322 | 36.52
2030W13H03:00 | 0 | 0 | 0 | 0 | 0 | 0 | 11.612 | 0 | 0 | 21.528 | 33.14
2030W13H04:00 | 0 | 0 | 0 | 0 | 0 | 0 | 12.245 | 0 | 0 | 22.425 | 34.67
2030W13H05:00 | 0 | 0 | 0 | 0 | 0 | 0 | 15.949 | 0 | 0 | 20.631 | 36.58
2030W13H06:00 | 0 | 0 | 0 | 0 | 0 | 0 | 9.838 | 0.7 | 0 | 32.292 | 42.83
2030W13H07:00 | 0 | 0 | 0 | 0 | 0 | 1.836 | 0 | 21.265 | 0 | 33.189 | 56.29
2030W13H08:00 | 0 | 0 | 0 | 0 | 0 | 0 | 0 | 42.7 | 0 | 22.79 | 65.49
2030W13H09:00 | 0 | 0 | 0 | 0 | 0 | 2.958 | 0 | 4.485 | 0 | 54.717 | 62.16
2030W13H10:00 | 2.55 | 0 | 0 | 0 | 0 | 3.06 | 0 | 10.103 | 0 | 45.747 | 61.46
2030W13H11:00 | 0 | 0 | 0 | 0 | 0 | 3.213 | 0 | 53.2 | 0 | 1.767 | 58.18
2030W13H12:00 | 0 | 0 | 0 | 0 | 0 | 0 | 0 | 53.2 | 0 | 3.68 | 56.88
2030W13H13:00 | 0 | 0 | 0 | 0 | 0 | 0 | 0 | 50.4 | 0 | 5.6 | 56
2030W13H14:00 | 0 | 0 | 0 | 0 | 0 | 3.162 | 0 | 50.028 | 0 | 0 | 53.19
2030W13H15:00 | 0 | 0 | 0 | 0 | 0 | 2.805 | 0 | 45.5 | 0 | 2.555 | 50.86
2030W13H16:00 | 0 | 0 | 0 | 0 | 0 | 0 | 0 | 40.6 | 0 | 16.9394 | 57.5394
2030W13H17:00 | 0 | 0 | 0 | 0 | 0 | 0 | 0 | 23.51 | 0 | 35.88 | 59.39
2030W13H18:00 | 0 | 0 | 0 | 0 | 0 | 0 | 20.238 | 0 | 0 | 32.292 | 52.53
2030W13H19:00 | 0 | 0 | 0 | 0 | 19.707 | 0 | 35 | 0 | 0 | 8.073 | 62.78
2030W13H20:00 | 3 | 0 | 0 | 0 | 24.721 | 0 | 35 | 0 | 0 | 6.279 | 69
2030W13H21:00 | 0 | 0 | 0 | 0 | 13.034 | 0 | 35 | 0 | 0 | 7.176 | 55.21
2030W13H22:00 | 0 | 0 | 0 | 0 | 11.734 | 0 | 35 | 0 | 0 | 7.176 | 53.91
2030W13H23:00 | 0 | 0 | 0 | 0 | 0.653 | 0 | 35 | 0 | 0 | 9.867 | 45.52
2030W14H00:00 | 0 | 0 | 0 | 0 | 0 | 0 | 22.191 | 0 | 0 | 15.249 | 37.44
2030W14H01:00 | 0 | 0 | 0 | 0 | 0 | 0 | 7.223 | 0 | 0 | 27.807 | 35.03
2030W14H02:00 | 0 | 0 | 0 | 0 | 0 | 0 | 6.166 | 0 | 0 | 28.704 | 34.87
2030W14H03:00 | 0 | 0 | 0 | 0 | 0 | 0 | 14.515 | 0 | 0 | 22.425 | 36.94
2030W14H04:00 | 0 | 0 | 0 | 0 | 0 | 0 | 27.633 | 0 | 0 | 9.867 | 37.5
2030W14H05:00 | 0 | 0 | 0 | 0 | 0 | 0 | 30.642 | 0 | 0 | 12.558 | 43.2
2030W14H06:00 | 3 | 0 | 0 | 0 | 0.18 | 0.051 | 35 | 0.7 | 0 | 15.249 | 54.18
2030W14H07:00 | 0 | 0 | 0 | 0 | 0 | 1.836 | 11.091 | 28.7 | 0 | 17.043 | 58.67
2030W14H08:00 | 0 | 0 | 0 | 0 | 0 | 2.499 | 2.627 | 37.8 | 0 | 19.734 | 62.66
2030W14H09:00 | 0 | 0 | 0 | 0 | 0 | 2.754 | 0 | 33.623 | 0 | 26.013 | 62.39
2030W14H10:00 | 0 | 0 | 0 | 0 | 0 | 0 | 0 | 46.2 | 0 | 17.98 | 64.18
2030W14H11:00 | 0 | 0 | 0 | 0 | 0 | 3.06 | 0 | 51.1 | 0 | 13.18 | 67.34
2030W14H12:00 | 0 | 0 | 0 | 0 | 0 | 0 | 0 | 49.7 | 0 | 11.24 | 60.94
2030W14H13:00 | 0 | 0 | 0 | 0 | 0 | 3.213 | 0 | 0 | 0 | 53.487 | 56.7
2030W14H14:00 | 0 | 0 | 0 | 0 | 0 | 0 | 0 | 45.5 | 0 | 8.82 | 54.32
2030W14H15:00 | 0 | 0 | 0 | 0 | 0 | 2.703 | 0 | 43.4 | 0 | 9.277 | 55.38
2030W14H16:00 | 0 | 0 | 0 | 0 | 0 | 0 | 0 | 37.1 | 0 | 14.7694 | 51.8694
2030W14H17:00 | 0 | 0 | 0 | 0 | 0 | 1.683 | 0 | 26.6 | 0 | 26.997 | 55.28
2030W14H18:00 | 0 | 0 | 0 | 0 | 0 | 0 | 26.145 | 0 | 0 | 31.395 | 57.54
2030W14H19:00 | 0 | 0 | 0 | 0 | 1.273 | 0 | 35 | 0 | 0 | 27.807 | 64.08
2030W14H20:00 | 2.5 | 0 | 0 | 0 | 0 | 0 | 35 | 0 | 0 | 26.91 | 64.41
2030W14H21:00 | 0.5 | 0 | 0 | 0 | 2.319 | 0 | 35 | 0 | 0 | 20.631 | 58.45
2030W14H22:00 | 0 | 0 | 0 | 0 | 0 | 0 | 29.424 | 0 | 0 | 25.116 | 54.54
2030W14H23:00 | 0 | 0 | 0 | 0 | 0 | 0 | 30.3874 | 0 | 0 | 14.352 | 44.7394
2030W15H00:00 | 0 | 0 | 0 | 0 | 0 | 0 | 34.345 | 0 | 0 | 4.485 | 38.83
2030W15H01:00 | 0 | 0 | 0 | 0 | 0 | 0 | 30.171 | 0 | 0 | 6.279 | 36.45
2030W15H02:00 | 0 | 0 | 0 | 0 | 0 | 0 | 28.834 | 0 | 0 | 7.176 | 36.01
2030W15H03:00 | 0 | 0 | 0 | 0 | 0 | 0 | 32.1304 | 0 | 0 | 3.588 | 35.7184
2030W15H04:00 | 0 | 0 | 0 | 0 | 0 | 0 | 35 | 0 | 0 | 2.691 | 37.691
2030W15H05:00 | 3 | 0 | 0 | 0 | 2.312 | 0 | 35 | 0 | 0 | 3.588 | 43.9
2030W15H06:00 | 0 | 0 | 0 | 0 | 10.601 | 0.051 | 35 | 1.4 | 0 | 3.588 | 50.64
2030W15H07:00 | 0 | 0 | 0 | 0 | 0 | 2.244 | 19.742 | 35 | 0 | 1.794 | 58.78
2030W15H08:00 | 0 | 0 | 0 | 0 | 0 | 2.601 | 10.581 | 44.1 | 0 | 12.558 | 69.84
2030W15H09:00 | 0 | 0 | 0 | 0 | 0 | 0 | 0 | 20.4724 | 0 | 45.747 | 66.2194
2030W15H10:00 | 0 | 0 | 0 | 0 | 0 | 0 | 0 | 49.7 | 0 | 14.32 | 64.02
2030W15H11:00 | 0 | 0 | 0 | 0 | 0 | 0 | 0 | 14.676 | 0 | 46.644 | 61.32
2030W15H12:00 | 0 | 0 | 0 | 0 | 0 | 3.213 | 0 | 23.615 | 0 | 32.292 | 59.12
2030W15H13:00 | 0 | 0 | 0 | 0 | 0 | 0 | 0 | 20.547 | 0 | 34.983 | 55.53
2030W15H14:00 | 0 | 0 | 0 | 0 | 0 | 0 | 0 | 23.115 | 0 | 31.395 | 54.51
2030W15H15:00 | 0 | 0 | 0 | 0 | 0 | 0 | 0 | 42.7 | 0 | 13.15 | 55.85
2030W15H16:00 | 0 | 0 | 0 | 0 | 0 | 0 | 0 | 35 | 0 | 19.24 | 54.24
2030W15H17:00 | 0 | 0 | 0 | 0 | 0 | 1.53 | 6.652 | 24.5 | 0 | 21.528 | 54.21
2030W15H18:00 | 0 | 0 | 0 | 0 | 3.203 | 0 | 35 | 0 | 0 | 18.837 | 57.04
2030W15H19:00 | 0 | 0 | 0 | 0 | 27.872 | 0 | 35 | 0 | 0 | 3.588 | 66.46
2030W15H20:00 | 3 | 0 | 0 | 0 | 26.496 | 0 | 35 | 0 | 0 | 1.794 | 66.29
2030W15H21:00 | 0 | 0 | 0 | 0 | 18.576 | 0 | 35 | 0 | 0 | 1.794 | 55.37
2030W15H22:00 | 0 | 0 | 0 | 0 | 11.659 | 0 | 35 | 0 | 0 | 2.691 | 49.35
2030W15H23:00 | 0 | 0 | 0 | 0 | 5.942 | 0 | 35 | 0 | 0 | 3.588 | 44.53
2030W16H00:00 | 0 | 0 | 0 | 0 | 0 | 0 | 0 | 0 | 0 | 37.52 | 37.52
2030W16H01:00 | 0 | 0 | 0 | 0 | 0 | 0 | 0 | 0 | 0 | 37.98 | 37.98
2030W16H02:00 | 0 | 0 | 0 | 0 | 0 | 0 | 0 | 0 | 0 | 33.32 | 33.32
2030W16H03:00 | 0 | 0 | 0 | 0 | 0 | 0 | 0 | 0 | 0 | 38.79 | 38.79
2030W16H04:00 | 2.55 | 0 | 0 | 0 | 0 | 0 | 0 | 0 | 0 | 33.2 | 35.75
2030W16H05:00 | 0 | 0 | 0 | 0 | 0 | 0 | 0 | 0 | 0 | 40.66 | 40.66
2030W16H06:00 | 0 | 0 | 0 | 0 | 0 | 0 | 0 | 3.5 | 0 | 42.68 | 46.18
2030W16H07:00 | 0 | 0 | 0 | 0 | 0 | 2.244 | 0 | 34.3 | 0 | 19.226 | 55.77
2030W16H08:00 | 0 | 0 | 0 | 0 | 0 | 2.601 | 0 | 2.272 | 0 | 54.717 | 59.59
2030W16H09:00 | 0 | 0 | 0 | 0 | 0 | 0 | 0 | 49 | 0 | 18.55 | 67.55
2030W16H10:00 | 0 | 0 | 0 | 0 | 0 | 0 | 0 | 56 | 0 | 7.75 | 63.75
2030W16H11:00 | 0 | 0 | 0 | 0 | 0 | 3.57 | 0 | 56 | 0 | 4.79 | 64.36
2030W16H12:00 | 0 | 0 | 0 | 0 | 0 | 0 | 0 | 56.7 | 0 | 6.43 | 63.13
2030W16H13:00 | 0 | 0 | 0 | 0 | 0 | 3.57 | 0 | 55.41 | 0 | 0 | 58.98
2030W16H14:00 | 0 | 0 | 0 | 0 | 0 | 0 | 0 | 0 | 0 | 55.4794 | 55.4794
2030W16H15:00 | 0 | 0 | 0 | 0 | 0 | 0.88 | 0 | 49.7 | 0 | 0 | 50.58
2030W16H16:00 | 0 | 0 | 0 | 0 | 0 | 0 | 0 | 42 | 0 | 9.53 | 51.53
2030W16H17:00 | 0 | 0 | 0 | 0 | 0 | 0 | 0 | 0 | 0 | 49.64 | 49.64
2030W16H18:00 | 2.55 | 0 | 0 | 0 | 0 | 0 | 0 | 1.4 | 0 | 52.59 | 56.54
2030W16H19:00 | 0 | 0 | 0 | 0 | 0 | 0 | 0 | 0 | 0 | 60.15 | 60.15
2030W16H20:00 | 3 | 0 | 0 | 0 | 0 | 0 | 6.83 | 0 | 0 | 53.82 | 63.65
2030W16H21:00 | 0 | 0 | 0 | 0 | 0 | 0 | 5.894 | 0 | 0 | 52.026 | 57.92
2030W16H22:00 | 0 | 0 | 0 | 0 | 0 | 0 | 0 | 0 | 0 | 52.026 | 52.026
2030W16H23:00 | 2.0026 | 0 | 0 | 0 | 0 | 0 | 0.4354 | 0 | 0 | 41.262 | 43.7
2030W17H00:00 | 0 | 0 | 0 | 0 | 0 | 0 | 25.535 | 0 | 0 | 13.455 | 38.99
2030W17H01:00 | 0 | 0 | 0 | 0 | 0 | 0 | 23.055 | 0 | 0 | 13.455 | 36.51
2030W17H02:00 | 0 | 0 | 0 | 0 | 0 | 0 | 22.921 | 0 | 0 | 15.249 | 38.17
2030W17H03:00 | 0 | 0 | 0 | 0 | 0 | 0 | 20.521 | 0 | 0 | 15.249 | 35.77
2030W17H04:00 | 0 | 0 | 0 | 0 | 0 | 0 | 23.935 | 0 | 0 | 13.455 | 37.39
2030W17H05:00 | 0 | 0 | 0 | 0 | 0 | 0 | 27.841 | 0 | 0 | 15.249 | 43.09
2030W17H06:00 | 0 | 0 | 0 | 0 | 0 | 1.581 | 4.22 | 27.3 | 0 | 24.219 | 57.32
2030W17H07:00 | 0 | 0 | 0 | 0 | 0 | 2.499 | 0 | 34.548 | 0 | 26.013 | 63.06
2030W17H08:00 | 0 | 0 | 0 | 0 | 0 | 0 | 0 | 46.9 | 0 | 18.13 | 65.03
2030W17H09:00 | 0 | 0 | 0 | 0 | 0 | 0 | 0 | 52.5 | 0 | 19.48 | 71.98
2030W17H10:00 | 0 | 0 | 0 | 0 | 0 | 0 | 0 | 18.058 | 0 | 50.232 | 68.29
2030W17H11:00 | 0 | 0 | 0 | 0 | 0 | 3.213 | 0 | 51.8 | 0 | 10.567 | 65.58
2030W17H12:00 | 0 | 0 | 0 | 0 | 0 | 3.264 | 0 | 53.2 | 0 | 4.336 | 60.8
2030W17H13:00 | 0 | 0 | 0 | 0 | 0 | 3.213 | 0 | 53.9 | 0 | 0.067 | 57.18
2030W17H14:00 | 0 | 0 | 0 | 0 | 0 | 0 | 0 | 48.3 | 0 | 6.53 | 54.83
2030W17H15:00 | 0 | 0 | 0 | 0 | 0 | 2.907 | 0 | 46.9 | 0 | 6.2824 | 56.0894
2030W17H16:00 | 0 | 0 | 0 | 0 | 0 | 0 | 0 | 40.6 | 0 | 16.91 | 57.51
2030W17H17:00 | 0 | 0 | 0 | 0 | 0 | 1.836 | 0 | 30.8 | 0 | 27.104 | 59.74
2030W17H18:00 | 0 | 0 | 0 | 0 | 0 | 0.357 | 10.555 | 5.6 | 0 | 39.468 | 55.98
2030W17H19:00 | 0 | 0 | 0 | 0 | 0 | 0 | 27.184 | 0 | 0 | 34.086 | 61.27
2030W17H20:00 | 0 | 0 | 0 | 0 | 11.276 | 0 | 35 | 0 | 0 | 19.734 | 66.01
2030W17H21:00 | 2.003 | 0 | 0 | 0 | 0 | 0 | 35 | 0 | 0 | 18.837 | 55.84
2030W17H22:00 | 0.997 | 0 | 0 | 0 | 3.341 | 0 | 35 | 0 | 0 | 14.352 | 53.69
2030W17H23:00 | 0 | 0 | 0 | 0 | 0 | 0 | 34.326 | 0 | 0 | 10.764 | 45.09
2030W18H00:00 | 0 | 0 | 0 | 0 | 0 | 0 | 30.306 | 0 | 0 | 10.764 | 41.07
2030W18H01:00 | 0 | 0 | 0 | 0 | 0 | 0 | 17.609 | 0 | 0 | 20.631 | 38.24
2030W18H02:00 | 0 | 0 | 0 | 0 | 0 | 0 | 16.782 | 0 | 0 | 21.528 | 38.31
2030W18H03:00 | 0 | 0 | 0 | 0 | 0 | 0 | 21.114 | 0 | 0 | 16.146 | 37.26
2030W18H04:00 | 0 | 0 | 0 | 0 | 0 | 0 | 16.195 | 0 | 0 | 22.425 | 38.62
2030W18H05:00 | 0 | 0 | 0 | 0 | 0 | 0 | 26.483 | 0 | 0 | 18.837 | 45.32
2030W18H06:00 | 0 | 0 | 0 | 0 | 0 | 1.53 | 8.102 | 23.8 | 0 | 21.528 | 54.96
2030W18H07:00 | 0 | 0 | 0 | 0 | 0 | 2.091 | 4.872 | 34.3 | 0 | 18.837 | 60.1
2030W18H08:00 | 0 | 0 | 0 | 0 | 0 | 0 | 0 | 44.8 | 0 | 26.47 | 71.27
2030W18H09:00 | 2.55 | 0 | 0 | 0 | 0 | 3.111 | 0 | 15.892 | 0 | 45.747 | 67.3
2030W18H10:00 | 0 | 0 | 0 | 0 | 0 | 0 | 0 | 56 | 0 | 14.7 | 70.7
2030W18H11:00 | 0 | 0 | 0 | 0 | 0 | 3.315 | 0 | 56 | 0 | 7.935 | 67.25
2030W18H12:00 | 0 | 0 | 0 | 0 | 0 | 3.468 | 0 | 53.9 | 0 | 7.612 | 64.98
2030W18H13:00 | 0 | 0 | 0 | 0 | 0 | 3.366 | 0 | 11.744 | 0 | 44.85 | 59.96
2030W18H14:00 | 0 | 0 | 0 | 0 | 0 | 0 | 0 | 51.1 | 0 | 5.41 | 56.51
2030W18H15:00 | 0 | 0 | 0 | 0 | 0 | 0 | 0 | 22.928 | 0 | 32.292 | 55.22
2030W18H16:00 | 0 | 0 | 0 | 0 | 0 | 0 | 0 | 39.2 | 0 | 21.38 | 60.58
2030W18H17:00 | 0 | 0 | 0 | 0 | 0 | 0 | 0 | 25.8834 | 0 | 34.086 | 59.9694
2030W18H18:00 | 0 | 0 | 0 | 0 | 0 | 0.612 | 13.031 | 9.8 | 0 | 36.777 | 60.22
2030W18H19:00 | 0 | 0 | 0 | 0 | 0 | 0 | 32.044 | 0 | 0 | 34.086 | 66.13
2030W18H20:00 | 3 | 0 | 0 | 0 | 14.084 | 0 | 35 | 0 | 0 | 16.146 | 68.23
2030W18H21:00 | 0 | 0 | 0 | 0 | 16.893 | 0 | 35 | 0 | 0 | 9.867 | 61.76
2030W18H22:00 | 0 | 0 | 0 | 0 | 12.257 | 0 | 35 | 0 | 0 | 8.073 | 55.33
2030W18H23:00 | 0 | 0 | 0 | 0 | 4.854 | 0 | 35 | 0 | 0 | 7.176 | 47.03
2030W19H00:00 | 0 | 0 | 0 | 0 | 0 | 0 | 8.117 | 0 | 0 | 34.983 | 43.1
2030W19H01:00 | 0 | 0 | 0 | 0 | 0 | 0 | 2.252 | 0 | 0 | 39.468 | 41.72
2030W19H02:00 | 0 | 0 | 0 | 0 | 0 | 0 | 9.578 | 0 | 0 | 32.292 | 41.87
2030W19H03:00 | 0 | 0 | 0 | 0 | 0 | 0 | 0 | 0 | 0 | 38.571 | 38.571
2030W19H04:00 | 0 | 0 | 0 | 0 | 0 | 0 | 3.29 | 0 | 0 | 35.88 | 39.17
2030W19H05:00 | 0.24735 | 0 | 0 | 0 | 0 | 0 | 7.0416 | 0 | 0 | 38.571 | 45.86
2030W19H06:00 | 0 | 0 | 0 | 0 | 0 | 1.785 | 0 | 28.7 | 0 | 26.575 | 57.06
2030W19H07:00 | 0 | 0 | 0 | 0 | 0 | 2.601 | 0 | 20.026 | 0 | 43.953 | 66.58
2030W19H08:00 | 0 | 0 | 0 | 0 | 0 | 0 | 0 | 47.6 | 0 | 25.03 | 72.63
2030W19H09:00 | 0 | 0 | 0 | 0 | 0 | 0 | 0 | 23.98 | 0 | 53.82 | 77.8
2030W19H10:00 | 0 | 0 | 0 | 0 | 0 | 0 | 0 | 56 | 0 | 21.19 | 77.19
2030W19H11:00 | 0 | 0 | 0 | 0 | 0 | 0 | 0 | 52.5 | 0 | 19.83 | 72.33
2030W19H12:00 | 0 | 0 | 0 | 0 | 0 | 3.315 | 0 | 52.5 | 0 | 13.745 | 69.56
2030W19H13:00 | 0 | 0 | 0 | 0 | 0 | 3.264 | 0 | 53.2 | 0 | 7.136 | 63.6
2030W19H14:00 | 0 | 0 | 0 | 0 | 0 | 3.366 | 0 | 56.7 | 0 | 2.524 | 62.59
2030W19H15:00 | 0 | 0 | 0 | 0 | 0 | 3.111 | 0 | 48.3 | 0 | 10.789 | 62.2
2030W19H16:00 | 0 | 0 | 0 | 0 | 0 | 0 | 0 | 43.4 | 0 | 17.96 | 61.36
2030W19H17:00 | 2.1 | 0 | 0 | 0 | 0 | 2.091 | 0 | 0 | 0 | 59.219 | 63.41
2030W19H18:00 | 0 | 0 | 0 | 0 | 0 | 0.816 | 0 | 13.3 | 0 | 54.334 | 68.45
2030W19H19:00 | 0 | 0 | 0 | 0 | 0 | 0 | 22.604 | 0 | 0 | 52.026 | 74.63
2030W19H20:00 | 3 | 0 | 0 | 0 | 0 | 0 | 18.232 | 0 | 0 | 48.438 | 69.67
2030W19H21:00 | 0 | 0 | 0 | 0 | 0 | 0 | 23.346 | 0 | 0 | 46.644 | 69.99
2030W19H22:00 | 0 | 0 | 0 | 0 | 0 | 0 | 12.795 | 0 | 0 | 40.365 | 53.16
2030W19H23:00 | 0 | 0 | 0 | 0 | 0 | 0 | 10.353 | 0 | 0 | 36.777 | 47.13
2030W20H00:00 | 0 | 0 | 0 | 0 | 0 | 0 | 28.391 | 0 | 0 | 15.249 | 43.64
2030W20H01:00 | 0 | 0 | 0 | 0 | 0 | 0 | 34.9 | 0 | 0 | 8.97 | 43.87
2030W20H02:00 | 0 | 0 | 0 | 0 | 0 | 0 | 31.753 | 0 | 0 | 9.867 | 41.62
2030W20H03:00 | 0 | 0 | 0 | 0 | 0 | 0 | 22.474 | 0 | 0 | 16.146 | 38.62
2030W20H04:00 | 0 | 0 | 0 | 0 | 0 | 0 | 23.263 | 0 | 0 | 18.837 | 42.1
2030W20H05:00 | 0 | 0 | 0 | 0 | 0 | 0 | 28.853 | 0.7 | 0 | 18.837 | 48.39
2030W20H06:00 | 0 | 0 | 0 | 0 | 0 | 1.785 | 14.372 | 28.7 | 0 | 17.043 | 61.9
2030W20H07:00 | 0 | 0 | 0 | 0 | 0 | 2.55 | 1.165 | 42 | 0 | 22.425 | 68.14
2030W20H08:00 | 0 | 0 | 0 | 0 | 0 | 0 | 0 | 47.31 | 0 | 26.91 | 74.22
2030W20H09:00 | 2.55 | 0 | 0 | 0 | 0 | 0 | 0 | 41.719 | 0 | 38.571 | 82.84
2030W20H10:00 | 0 | 0 | 0 | 0 | 0 | 0 | 0 | 55.3 | 0 | 24.9294 | 80.2294
2030W20H11:00 | 0 | 0 | 0 | 0 | 0 | 3.417 | 0 | 26.13 | 0 | 43.953 | 73.5
2030W20H12:00 | 0 | 0 | 0 | 0 | 0 | 3.264 | 0 | 20.152 | 0 | 46.644 | 70.06
2030W20H13:00 | 0 | 0 | 0 | 0 | 0 | 3.264 | 0 | 53.2 | 0 | 9.346 | 65.81
2030W20H14:00 | 0 | 0 | 0 | 0 | 0 | 0 | 0 | 54.6 | 0 | 10.55 | 65.15
2030W20H15:00 | 0 | 0 | 0 | 0 | 0 | 3.009 | 0 | 50.4 | 0 | 6.651 | 60.06
2030W20H16:00 | 0 | 0 | 0 | 0 | 0 | 0 | 0 | 44.1 | 0 | 24.21 | 68.31
2030W20H17:00 | 0 | 0 | 0 | 0 | 0 | 2.142 | 0 | 32.9 | 0 | 26.818 | 61.86
2030W20H18:00 | 0 | 0 | 0 | 0 | 0 | 1.02 | 0 | 16.8 | 0 | 47.96 | 65.78
2030W20H19:00 | 0 | 0 | 0 | 0 | 0 | 0 | 33.369 | 0 | 0 | 38.571 | 71.94
2030W20H20:00 | 0 | 0 | 0 | 0 | 17.12 | 0 | 35 | 0 | 0 | 17.94 | 70.06
2030W20H21:00 | 3 | 0 | 0 | 0 | 16.954 | 0 | 35 | 0 | 0 | 7.176 | 62.13
2030W20H22:00 | 0 | 0 | 0 | 0 | 11.377 | 0 | 35 | 0 | 0 | 8.073 | 54.45
2030W20H23:00 | 0 | 0 | 0 | 0 | 4.28 | 0 | 35 | 0 | 0 | 8.97 | 48.25
2030W21H00:00 | 0 | 0 | 0 | 0 | 0 | 0 | 23.887 | 0 | 0 | 17.043 | 40.93
2030W21H01:00 | 0 | 0 | 0 | 0 | 0 | 0 | 24.046 | 0 | 0 | 19.734 | 43.78
2030W21H02:00 | 0 | 0 | 0 | 0 | 0 | 0 | 16.891 | 0 | 0 | 24.219 | 41.11
2030W21H03:00 | 0 | 0 | 0 | 0 | 0 | 0 | 19.849 | 0 | 0 | 20.631 | 40.48
2030W21H04:00 | 0 | 0 | 0 | 0 | 0 | 0 | 25.767 | 0 | 0 | 17.043 | 42.81
2030W21H05:00 | 0 | 0 | 0 | 0 | 0 | 0.051 | 29.569 | 0.7 | 0 | 17.94 | 48.26
2030W21H06:00 | 0 | 0 | 0 | 0 | 0 | 1.683 | 11.764 | 28 | 0 | 17.043 | 58.49
2030W21H07:00 | 0 | 0 | 0 | 0 | 0 | 2.295 | 10.164 | 37.1 | 0 | 20.631 | 70.19
2030W21H08:00 | 0 | 0 | 0 | 0 | 0 | 0 | 0 | 44.254 | 0 | 34.086 | 78.34
2030W21H09:00 | 2.55 | 0 | 0 | 0 | 0 | 0 | 0 | 40.719 | 0 | 38.571 | 81.84
2030W21H10:00 | 0 | 0 | 0 | 0 | 0 | 0 | 0 | 53.9 | 0 | 26.56 | 80.46
2030W21H11:00 | 0 | 0 | 0 | 0 | 0 | 0 | 0 | 56 | 0 | 19.69 | 75.69
2030W21H12:00 | 0 | 0 | 0 | 0 | 0 | 3.519 | 0 | 32.445 | 0 | 43.056 | 79.02
2030W21H13:00 | 0 | 0 | 0 | 0 | 0 | 0 | 0 | 19.839 | 0 | 47.541 | 67.38
2030W21H14:00 | 0 | 0 | 0 | 0 | 0 | 0 | 0 | 49.7 | 0 | 15.57 | 65.27
2030W21H15:00 | 0 | 0 | 0 | 0 | 0 | 3.009 | 0 | 16.346 | 0 | 49.335 | 68.69
2030W21H16:00 | 0 | 0 | 0 | 0 | 0 | 0 | 0 | 13.99 | 0 | 53.82 | 67.81
2030W21H17:00 | 0 | 0 | 0 | 0 | 0 | 0 | 0 | 32.9 | 0 | 39.0494 | 71.9494
2030W21H18:00 | 0 | 0 | 0 | 0 | 0 | 1.173 | 11.572 | 18.2 | 0 | 40.365 | 71.31
2030W21H19:00 | 0 | 0 | 0 | 0 | 1.853 | 0 | 35 | 0 | 0 | 36.777 | 73.63
2030W21H20:00 | 0 | 0 | 0 | 0 | 13.283 | 0 | 35 | 0 | 0 | 27.807 | 76.09
2030W21H21:00 | 3 | 0 | 0 | 0 | 9.253 | 0 | 35 | 0 | 0 | 18.837 | 66.09
2030W21H22:00 | 0 | 0 | 0 | 0 | 8.332 | 0 | 35 | 0 | 0 | 12.558 | 55.89
2030W21H23:00 | 0 | 0 | 0 | 0 | 0 | 0 | 32.971 | 0 | 0 | 15.249 | 48.22
2030W22H00:00 | 0 | 0 | 0 | 0 | 0 | 0 | 33.522 | 0 | 0 | 12.558 | 46.08
2030W22H01:00 | 0 | 0 | 0 | 0 | 0 | 0 | 33.922 | 0 | 0 | 12.558 | 46.48
2030W22H02:00 | 0 | 0 | 0 | 0 | 0 | 0 | 29.482 | 0 | 0 | 12.558 | 42.04
2030W22H03:00 | 0 | 0 | 0 | 0 | 0 | 0 | 26.418 | 0 | 0 | 14.352 | 40.77
2030W22H04:00 | 0 | 0 | 0 | 0 | 0 | 0 | 24.987 | 0 | 0 | 17.043 | 42.03
2030W22H05:00 | 0 | 0 | 0 | 0 | 0 | 0.051 | 32.717 | 0.7 | 0 | 14.352 | 47.82
2030W22H06:00 | 0 | 0 | 0 | 0 | 0 | 1.938 | 9.893 | 32.2 | 0 | 15.249 | 59.28
2030W22H07:00 | 0 | 0 | 0 | 0 | 0 | 2.499 | 11.678 | 39.9 | 0 | 17.043 | 71.12
2030W22H08:00 | 0 | 0 | 0 | 0 | 0 | 2.856 | 7.168 | 45.5 | 0 | 25.116 | 80.64
2030W22H09:00 | 0 | 0 | 0 | 0 | 0 | 2.958 | 0.825 | 50.4 | 0 | 27.807 | 81.99
2030W22H10:00 | 0 | 0 | 0 | 0 | 0 | 3.315 | 0 | 51.1 | 0 | 26.295 | 80.71
2030W22H11:00 | 0 | 0 | 0 | 0 | 0 | 3.264 | 0 | 50.032 | 0 | 28.704 | 82
2030W22H12:00 | 0 | 0 | 0 | 0 | 0 | 3.264 | 0 | 53.2 | 0 | 22.656 | 79.12
2030W22H13:00 | 0 | 0 | 0 | 0 | 0 | 0 | 0 | 34.849 | 0 | 38.571 | 73.42
2030W22H14:00 | 0 | 0 | 0 | 0 | 0 | 0 | 0 | 49 | 0 | 22.36 | 71.36
2030W22H15:00 | 0 | 0 | 0 | 0 | 0 | 2.907 | 0 | 15.478 | 0 | 49.335 | 67.72
2030W22H16:00 | 0 | 0 | 0 | 0 | 0 | 0 | 0 | 39.9 | 0 | 35.81 | 75.71
2030W22H17:00 | 0 | 0 | 0 | 0 | 0 | 2.091 | 0 | 32.9 | 0 | 37.9784 | 72.9694
2030W22H18:00 | 0 | 0 | 0 | 0 | 0 | 1.224 | 11.408 | 19.6 | 0 | 39.468 | 71.7
2030W22H19:00 | 3 | 0 | 0 | 0 | 11.398 | 0 | 35 | 0 | 0 | 23.322 | 72.72
2030W22H20:00 | 0 | 0 | 0 | 0 | 30.289 | 0 | 35 | 0 | 0 | 11.661 | 76.95
2030W22H21:00 | 0 | 0 | 0 | 0 | 25.526 | 0 | 35 | 0 | 0 | 10.764 | 71.29
2030W22H22:00 | 0 | 0 | 0 | 0 | 13.176 | 0 | 35 | 0 | 0 | 10.764 | 58.94
2030W22H23:00 | 0 | 0 | 0 | 0 | 6.963 | 0 | 35 | 0 | 0 | 9.867 | 51.83
2030W23H00:00 | 0 | 0 | 0 | 0 | 0 | 0 | 29.959 | 0 | 0 | 20.631 | 50.59
2030W23H01:00 | 0 | 0 | 0 | 0 | 0 | 0 | 15.025 | 0 | 0 | 31.395 | 46.42
2030W23H02:00 | 0 | 0 | 0 | 0 | 0 | 0 | 12.349 | 0 | 0 | 29.601 | 41.95
2030W23H03:00 | 0 | 0 | 0 | 0 | 0 | 0 | 13.216 | 0 | 0 | 28.704 | 41.92
2030W23H04:00 | 0 | 0 | 0 | 0 | 0 | 0 | 16.659 | 0 | 0 | 29.601 | 46.26
2030W23H05:00 | 0 | 0 | 0 | 0 | 0 | 0.051 | 25.879 | 0.7 | 0 | 26.91 | 53.54
2030W23H06:00 | 0 | 0 | 0 | 0 | 0 | 2.04 | 6.858 | 31.5 | 0 | 23.322 | 63.72
2030W23H07:00 | 0 | 0 | 0 | 0 | 0 | 2.652 | 1.681 | 41.3 | 0 | 27.807 | 73.44
2030W23H08:00 | 0 | 0 | 0 | 0 | 0 | 3.06 | 0 | 49.7 | 0 | 37.674 | 90.434
2030W23H09:00 | 0 | 0 | 0 | 0 | 0 | 3.468 | 0 | 38.229 | 0 | 43.953 | 85.65
2030W23H10:00 | 0 | 0 | 0 | 0 | 0 | 3.57 | 0 | 24.61 | 0 | 53.82 | 82
2030W23H11:00 | 0 | 0 | 0 | 0 | 0 | 3.57 | 0 | 24.96 | 0 | 53.82 | 82.35
2030W23H12:00 | 0 | 0 | 0 | 0 | 0 | 3.468 | 0 | 27.122 | 0 | 53.82 | 84.41
2030W23H13:00 | 0 | 0 | 0 | 0 | 0 | 0 | 0 | 13.274 | 0 | 60.996 | 74.27
2030W23H14:00 | 0 | 0 | 0 | 0 | 0 | 0 | 0 | 51.1 | 0 | 23.17 | 74.27
2030W23H15:00 | 0 | 0 | 0 | 0 | 0 | 3.111 | 0 | 12.531 | 0 | 57.408 | 73.05
2030W23H16:00 | 0 | 0 | 0 | 0 | 0 | 2.652 | 0 | 13.467 | 0 | 56.511 | 72.63
2030W23H17:00 | 0 | 0 | 0 | 0 | 0 | 0 | 0 | 34.3 | 0 | 40.7954 | 75.0954
2030W23H18:00 | 0 | 0 | 0 | 0 | 0 | 1.224 | 17.336 | 20.3 | 0 | 44.85 | 83.71
2030W23H19:00 | 0 | 0 | 0 | 0 | 7.642 | 0 | 35 | 0 | 0 | 39.468 | 82.11
2030W23H20:00 | 3 | 0 | 0 | 0 | 13.793 | 0 | 35 | 0 | 0 | 27.807 | 79.6
2030W23H21:00 | 0 | 0 | 0 | 0 | 20.684 | 0 | 35 | 0 | 0 | 16.146 | 71.83
2030W23H22:00 | 0 | 0 | 0 | 0 | 18.459 | 0 | 35 | 0 | 0 | 11.661 | 65.12
2030W23H23:00 | 0 | 0 | 0 | 0 | 5.204 | 0 | 35 | 0 | 0 | 16.146 | 56.35
2030W24H00:00 | 0 | 0 | 0 | 0 | 0 | 0 | 7.101 | 0 | 0 | 42.159 | 49.26
2030W24H01:00 | 0 | 0 | 0 | 0 | 0 | 0 | 4.825 | 0 | 0 | 40.365 | 45.19
2030W24H02:00 | 0 | 0 | 0 | 0 | 0 | 0 | 7.599 | 0 | 0 | 38.571 | 46.17
2030W24H03:00 | 0 | 0 | 0 | 0 | 0 | 0 | 6.305 | 0 | 0 | 40.365 | 46.67
2030W24H04:00 | 0 | 0 | 0 | 0 | 0 | 0 | 19.804 | 0 | 0 | 25.116 | 44.92
2030W24H05:00 | 0 | 0 | 0 | 0 | 0 | 0.051 | 27.574 | 0.7 | 0 | 22.425 | 50.75
2030W24H06:00 | 0 | 0 | 0 | 0 | 0 | 1.887 | 1.654 | 29.4 | 0 | 33.189 | 66.13
2030W24H07:00 | 0 | 0 | 0 | 0 | 0 | 2.601 | 0 | 9.529 | 0 | 62.79 | 74.92
2030W24H08:00 | 0 | 0 | 0 | 0 | 0 | 2.805 | 0 | 46.9 | 0 | 35.265 | 84.97
2030W24H09:00 | 0 | 0 | 0 | 0 | 0 | 3.111 | 0 | 51.1 | 0 | 31.619 | 85.83
2030W24H10:00 | 0 | 0 | 0 | 0 | 0 | 3.315 | 0 | 51.8 | 0 | 31.945 | 87.06
2030W24H11:00 | 0 | 0 | 0 | 0 | 0 | 3.468 | 0 | 16.974 | 0 | 66.378 | 86.82
2030W24H12:00 | 0 | 0 | 0 | 0 | 0 | 3.366 | 0 | 17.055 | 0 | 60.099 | 80.52
2030W24H13:00 | 0 | 0 | 0 | 0 | 0 | 3.315 | 0 | 20.227 | 0 | 57.408 | 80.95
2030W24H14:00 | 0 | 0 | 0 | 0 | 0 | 3.162 | 0 | 22.55 | 0 | 48.438 | 74.15
2030W24H15:00 | 0 | 0 | 0 | 0 | 0 | 2.958 | 0 | 48.3 | 0 | 19.3614 | 70.6194
2030W24H16:00 | 0 | 0 | 0 | 0 | 0 | 0 | 0 | 39.419 | 0 | 38.571 | 77.99
2030W24H17:00 | 0 | 0 | 0 | 0 | 0 | 2.193 | 4.834 | 36.4 | 0 | 34.983 | 78.41
2030W24H18:00 | 0 | 0 | 0 | 0 | 0 | 1.275 | 24.11 | 21 | 0 | 31.395 | 77.78
2030W24H19:00 | 0 | 0 | 0 | 0 | 5.029 | 0 | 35 | 0 | 0 | 38.571 | 78.6
2030W24H20:00 | 3 | 0 | 0 | 0 | 10.763 | 0 | 35 | 0 | 0 | 36.777 | 85.54
2030W24H21:00 | 0 | 0 | 0 | 0 | 15.123 | 0 | 35 | 0 | 0 | 27.807 | 77.93
2030W24H22:00 | 0 | 0 | 0 | 0 | 0 | 0 | 34.691 | 0 | 0 | 33.189 | 67.88
2030W24H23:00 | 0 | 0 | 0 | 0 | 0 | 0 | 12.831 | 0 | 0 | 42.159 | 54.99
2030W25H00:00 | 0 | 0 | 0 | 0 | 15.245 | 0 | 35 | 0 | 0 | 4.485 | 54.73
2030W25H01:00 | 0 | 0 | 0 | 0 | 8.801 | 0 | 35 | 0 | 0 | 6.279 | 50.08
2030W25H02:00 | 0 | 0 | 0 | 0 | 7.641 | 0 | 35 | 0 | 0 | 6.279 | 48.92
2030W25H03:00 | 0 | 0 | 0 | 0 | 5.266 | 0 | 35 | 0 | 0 | 10.764 | 51.03
2030W25H04:00 | 0 | 0 | 0 | 0 | 0 | 0 | 32.396 | 0 | 0 | 19.734 | 52.13
2030W25H05:00 | 0 | 0 | 0 | 0 | 0 | 0.051 | 23.034 | 0.7 | 0 | 31.395 | 55.18
2030W25H06:00 | 0 | 0 | 0 | 0 | 0 | 1.938 | 6.415 | 32.2 | 0 | 27.807 | 68.36
2030W25H07:00 | 0 | 0 | 0 | 0 | 0 | 2.499 | 10.468 | 42 | 0 | 26.013 | 80.98
2030W25H08:00 | 0 | 0 | 0 | 0 | 0 | 2.907 | 8.409 | 47.6 | 0 | 28.704 | 87.62
2030W25H09:00 | 0 | 0 | 0 | 0 | 0 | 3.213 | 3.015 | 51.8 | 0 | 32.292 | 90.32
2030W25H10:00 | 0 | 0 | 0 | 0 | 0 | 3.315 | 0 | 52.5 | 0 | 35.4238 | 91.2388
2030W25H11:00 | 0 | 0 | 0 | 0 | 0 | 0 | 0 | 56 | 0 | 34.32 | 90.32
2030W25H12:00 | 3 | 0 | 0 | 0 | 0 | 3.519 | 0 | 53.9 | 0 | 26.741 | 87.16
2030W25H13:00 | 0 | 0 | 0 | 0 | 0 | 3.57 | 0 | 36.694 | 0 | 43.056 | 83.32
2030W25H14:00 | 0 | 0 | 0 | 0 | 0 | 3.468 | 0 | 47.622 | 0 | 35.88 | 86.97
2030W25H15:00 | 0 | 0 | 0 | 0 | 0 | 0 | 0 | 52.5 | 0 | 25.83 | 78.33
2030W25H16:00 | 0 | 0 | 0 | 0 | 0 | 2.907 | 5.149 | 46.2 | 0 | 28.704 | 82.96
2030W25H17:00 | 0 | 0 | 0 | 0 | 0 | 2.397 | 10.22 | 39.9 | 0 | 34.983 | 87.5
2030W25H18:00 | 0 | 0 | 0 | 0 | 4.081 | 1.479 | 35 | 24.5 | 0 | 26.91 | 91.97
2030W25H19:00 | 3 | 0 | 0 | 0 | 22.963 | 0 | 35 | 0 | 0 | 27.807 | 88.77
2030W25H20:00 | 0 | 0 | 0 | 0 | 30.259 | 0 | 35 | 0 | 0 | 20.631 | 85.89
2030W25H21:00 | 0 | 0 | 0 | 0 | 34.805 | 0 | 35 | 0 | 0 | 13.455 | 83.26
2030W25H22:00 | 0 | 0 | 0 | 0 | 27.716 | 0 | 35 | 0 | 0 | 10.764 | 73.48
2030W25H23:00 | 0 | 0 | 0 | 0 | 23.177 | 0 | 35 | 0 | 0 | 8.073 | 66.25
2030W26H00:00 | 0 | 0 | 0 | 0 | 21.946 | 0 | 35 | 0 | 0 | 10.764 | 67.71
2030W26H01:00 | 0 | 0 | 0 | 0 | 13.399 | 0 | 35 | 0 | 0 | 11.661 | 60.06
2030W26H02:00 | 0 | 0 | 0 | 0 | 12.47 | 0 | 35 | 0 | 0 | 8.97 | 56.44
2030W26H03:00 | 0 | 0 | 0 | 0 | 9.153 | 0 | 35 | 0 | 0 | 9.867 | 54.02
2030W26H04:00 | 0 | 0 | 0 | 0 | 17.134 | 0 | 35 | 0 | 0 | 7.176 | 59.31
2030W26H05:00 | 0 | 0 | 0 | 0 | 20.627 | 0.051 | 35 | 0.7 | 0 | 5.382 | 61.76
2030W26H06:00 | 0 | 0 | 0 | 0 | 0 | 2.04 | 28.719 | 32.9 | 0 | 11.661 | 75.32
2030W26H07:00 | 0 | 0 | 0 | 0 | 0 | 2.805 | 21.852 | 45.5 | 0 | 17.043 | 87.2
2030W26H08:00 | 0 | 0 | 0 | 0 | 0 | 3.264 | 20.654 | 51.8 | 0 | 23.322 | 99.04
2030W26H09:00 | 0 | 0 | 0 | 0 | 0 | 3.366 | 13.238 | 55.3 | 0 | 34.086 | 105.99
2030W26H10:00 | 0 | 0 | 0 | 0 | 0 | 3.468 | 4.222 | 56 | 0 | 35.88 | 99.57
2030W26H11:00 | 0 | 0 | 0 | 0 | 0 | 3.519 | 8.935 | 56.7 | 0 | 34.086 | 103.24
2030W26H12:00 | 0 | 0 | 0 | 0 | 0 | 3.621 | 7.226 | 59.5 | 0 | 34.983 | 105.33
2030W26H13:00 | 0 | 0 | 0 | 0 | 0 | 3.621 | 1.058 | 56.7 | 0 | 38.571 | 99.95
2030W26H14:00 | 0 | 0 | 0 | 0 | 0 | 0 | 0 | 53.9 | 0 | 40.64 | 94.54
2030W26H15:00 | 0 | 0 | 0 | 0 | 0 | 3.366 | 0.85141 | 51.8 | 0 | 41.262 | 97.2794
2030W26H16:00 | 0 | 0 | 0 | 0 | 0 | 3.009 | 6.634 | 51.1 | 0 | 36.777 | 97.52
2030W26H17:00 | 0 | 0 | 0 | 0 | 0 | 2.55 | 26.475 | 40.6 | 0 | 31.395 | 101.02
2030W26H18:00 | 3 | 0 | 0 | 0 | 11.47 | 1.632 | 35 | 26.6 | 0 | 21.528 | 99.23
2030W26H19:00 | 0 | 0 | 0 | 0 | 47.944 | 0 | 35 | 0 | 0 | 16.146 | 99.09
2030W26H20:00 | 0 | 0 | 0 | 0 | 53.149 | 0 | 35 | 0 | 0 | 11.661 | 99.81
2030W26H21:00 | 0 | 0 | 0 | 0 | 52.098 | 0 | 35 | 0 | 0 | 5.382 | 92.48
2030W26H22:00 | 0 | 0 | 0 | 0 | 46.567 | 0 | 35 | 0 | 0 | 8.073 | 89.64
2030W26H23:00 | 0 | 0 | 0 | 0 | 31.977 | 0 | 35 | 0 | 0 | 8.073 | 75.05
2030W27H00:00 | 0 | 0 | 0 | 0 | 40.612 | 0 | 35 | 0 | 0 | 3.588 | 79.2
2030W27H01:00 | 0 | 0 | 0 | 0 | 27.024 | 0 | 35 | 0 | 0 | 7.176 | 69.2
2030W27H02:00 | 0 | 0 | 0 | 0 | 24.478 | 0 | 35 | 0 | 0 | 5.382 | 64.86
2030W27H03:00 | 0 | 0 | 0 | 0 | 20.177 | 0 | 35 | 0 | 0 | 8.073 | 63.25
2030W27H04:00 | 0 | 0 | 0 | 0 | 21.967 | 0 | 35 | 0 | 0 | 8.073 | 65.04
2030W27H05:00 | 0 | 0 | 0 | 0 | 24.013 | 0.051 | 35 | 0.7 | 0 | 7.176 | 66.94
2030W27H06:00 | 0 | 0 | 0 | 0 | 12.155 | 2.04 | 35 | 32.2 | 0 | 4.485 | 85.88
2030W27H07:00 | 0 | 0 | 0 | 0 | 12.826 | 2.856 | 35 | 45.5 | 0 | 3.588 | 99.77
2030W27H08:00 | 0 | 0 | 0 | 0 | 3.668 | 3.213 | 35 | 49.7 | 0 | 15.249 | 106.83
2030W27H09:00 | 0 | 0 | 0 | 0 | 5.311 | 3.417 | 35 | 53.9 | 0 | 14.352 | 111.98
2030W27H10:00 | 0 | 0 | 0 | 0 | 3.154 | 3.672 | 35 | 56 | 0 | 19.734 | 117.56
2030W27H11:00 | 0 | 0 | 0 | 0 | 9.697 | 3.468 | 35 | 56.7 | 0 | 13.455 | 118.32
2030W27H12:00 | 0 | 0 | 0 | 0 | 2.884 | 3.57 | 35 | 57.4 | 0 | 16.146 | 115
2030W27H13:00 | 0 | 0 | 0 | 0 | 0 | 3.621 | 31.115 | 57.4 | 0 | 19.734 | 111.87
2030W27H14:00 | 0 | 0 | 0 | 0 | 0 | 3.468 | 21.39 | 55.3 | 0 | 23.322 | 103.48
2030W27H15:00 | 0 | 0 | 0 | 0 | 0 | 3.213 | 20.8404 | 53.9 | 0 | 32.292 | 110.2454
2030W27H16:00 | 0 | 0 | 0 | 0 | 0 | 3.06 | 35 | 49 | 0 | 19.734 | 106.794
2030W27H17:00 | 0 | 0 | 0 | 0 | 13.459 | 2.448 | 35 | 39.2 | 0 | 26.013 | 116.12
2030W27H18:00 | 0 | 0 | 0 | 0 | 22.859 | 1.683 | 35 | 25.9 | 0 | 30.498 | 115.94
2030W27H19:00 | 3 | 0 | 0 | 0 | 46.643 | 0 | 35 | 0 | 0 | 27.807 | 112.45
2030W27H20:00 | 0 | 0 | 0 | 0 | 54.919 | 0 | 35 | 0 | 0 | 20.631 | 110.55
2030W27H21:00 | 0 | 0 | 0 | 0 | 52.044 | 0 | 35 | 0 | 0 | 16.146 | 103.19
2030W27H22:00 | 0 | 0 | 0 | 0 | 40.99 | 0 | 35 | 0 | 0 | 17.94 | 93.93
2030W27H23:00 | 0 | 0 | 0 | 0 | 32.767 | 0 | 35 | 0 | 0 | 17.043 | 84.81
2030W28H00:00 | 0 | 0 | 0 | 0 | 20.9 | 0 | 35 | 0 | 0 | 17.94 | 73.84
2030W28H01:00 | 0 | 0 | 0 | 0 | 12.914 | 0 | 35 | 0 | 0 | 16.146 | 64.06
2030W28H02:00 | 0 | 0 | 0 | 0 | 23.683 | 0 | 35 | 0 | 0 | 9.867 | 68.55
2030W28H03:00 | 0 | 0 | 0 | 0 | 18.981 | 0 | 35 | 0 | 0 | 6.279 | 60.26
2030W28H04:00 | 0 | 0 | 0 | 0 | 26.075 | 0 | 35 | 0 | 0 | 4.485 | 65.56
2030W28H05:00 | 0 | 0 | 0 | 0 | 24.847 | 0 | 35 | 0.7 | 0 | 8.073 | 68.62
2030W28H06:00 | 0 | 0 | 0 | 0 | 0 | 2.04 | 35 | 32.9 | 0 | 10.764 | 80.704
2030W28H07:00 | 0.6069 | 0 | 0 | 0 | 5.9271 | 2.499 | 35 | 42 | 0 | 9.867 | 95.9
2030W28H08:00 | 0 | 0 | 0 | 0 | 0 | 3.111 | 30.011 | 50.4 | 0 | 21.528 | 105.05
2030W28H09:00 | 0 | 0 | 0 | 0 | 0 | 3.264 | 28.896 | 53.2 | 0 | 26.91 | 112.27
2030W28H10:00 | 0 | 0 | 0 | 0 | 0 | 3.264 | 22.197 | 51.1 | 0 | 42.159 | 118.72
2030W28H11:00 | 0 | 0 | 0 | 0 | 0 | 3.417 | 13.769 | 54.6 | 0 | 37.674 | 109.46
2030W28H12:00 | 0 | 0 | 0 | 0 | 0 | 3.468 | 0 | 55.3 | 0 | 48.438 | 107.206
2030W28H13:00 | 0 | 0 | 0 | 0 | 0 | 3.417 | 3.8654 | 51.8 | 0 | 47.541 | 106.6234
2030W28H14:00 | 0 | 0 | 0 | 0 | 0 | 3.417 | 8.092 | 52.5 | 0 | 38.571 | 102.58
2030W28H15:00 | 0 | 0 | 0 | 0 | 0 | 3.162 | 10.296 | 53.2 | 0 | 41.262 | 107.92
2030W28H16:00 | 0 | 0 | 0 | 0 | 0 | 2.856 | 9.881 | 45.5 | 0 | 43.953 | 102.19
2030W28H17:00 | 0 | 0 | 0 | 0 | 0 | 2.55 | 30.005 | 39.2 | 0 | 40.365 | 112.12
2030W28H18:00 | 0 | 0 | 0 | 0 | 14.961 | 1.479 | 35 | 25.2 | 0 | 35.88 | 112.52
2030W28H19:00 | 3 | 0 | 0 | 0 | 46.118 | 0 | 35 | 0 | 0 | 23.322 | 107.44
2030W28H20:00 | 0 | 0 | 0 | 0 | 58.199 | 0 | 35 | 0 | 0 | 20.631 | 113.83
2030W28H21:00 | 0 | 0 | 0 | 0 | 51.059 | 0 | 35 | 0 | 0 | 11.661 | 97.72
2030W28H22:00 | 0 | 0 | 0 | 0 | 52.889 | 0 | 35 | 0 | 0 | 2.691 | 90.58
2030W28H23:00 | 0 | 0 | 0 | 0 | 44.966 | 0 | 35 | 0 | 0 | 1.794 | 81.76
2030W29H00:00 | 0 | 0 | 0 | 0 | 32.943 | 0 | 35 | 0 | 0 | 0.897 | 68.84
2030W29H01:00 | 0 | 0 | 0 | 0 | 27.913 | 0 | 35 | 0 | 0 | 0.897 | 63.81
2030W29H02:00 | 0 | 0 | 0 | 0 | 23.503 | 0 | 35 | 0 | 0 | 0.897 | 59.4
2030W29H03:00 | 0 | 0 | 0 | 0 | 21.289 | 0 | 35 | 0 | 0 | 2.691 | 58.98
2030W29H04:00 | 0 | 0 | 0 | 0 | 23.349 | 0 | 35 | 0 | 0 | 2.691 | 61.04
2030W29H05:00 | 0 | 0 | 0 | 0 | 27.411 | 0 | 35 | 0 | 0 | 6.279 | 68.69
2030W29H06:00 | 0 | 0 | 0 | 0 | 6.317 | 1.938 | 35 | 32.2 | 0 | 4.485 | 79.94
2030W29H07:00 | 0 | 0 | 0 | 0 | 9.574 | 2.55 | 35 | 42 | 0 | 7.176 | 96.3
2030W29H08:00 | 0 | 0 | 0 | 0 | 0 | 3.06 | 29.309 | 50.4 | 0 | 20.631 | 103.4
2030W29H09:00 | 0 | 0 | 0 | 0 | 0 | 3.417 | 29.612 | 54.6 | 0 | 20.631 | 108.26
2030W29H10:00 | 0 | 0 | 0 | 0 | 0 | 3.519 | 24.282 | 54.6 | 0 | 24.219 | 106.62
2030W29H11:00 | 0 | 0 | 0 | 0 | 0 | 3.57 | 29.758 | 56 | 0 | 23.322 | 112.65
2030W29H12:00 | 0 | 0 | 0 | 0 | 0 | 3.519 | 20.387 | 54.6 | 0 | 28.704 | 107.21
2030W29H13:00 | 0 | 0 | 0 | 0 | 0 | 3.417 | 7.044 | 56 | 0 | 33.189 | 99.65
2030W29H14:00 | 0 | 0 | 0 | 0 | 0 | 3.468 | 4.337 | 55.3 | 0 | 40.365 | 103.47
2030W29H15:00 | 0 | 0 | 0 | 0 | 0 | 3.213 | 14.092 | 51.8 | 0 | 31.395 | 100.5
2030W29H16:00 | 0 | 0 | 0 | 0 | 0 | 2.907 | 26.1564 | 46.9 | 0 | 25.116 | 101.0794
2030W29H17:00 | 0 | 0 | 0 | 0 | 8.121 | 2.397 | 35 | 39.2 | 0 | 23.322 | 108.04
2030W29H18:00 | 0 | 0 | 0 | 0 | 31.771 | 1.479 | 35 | 23.8 | 0 | 17.94 | 109.99
2030W29H19:00 | 0 | 0 | 0 | 0 | 63.849 | 0 | 35 | 0 | 0 | 11.661 | 110.51
2030W29H20:00 | 3 | 0 | 0 | 0 | 72.841 | 0 | 35 | 0 | 0 | 6.279 | 117.12
2030W29H21:00 | 0 | 0 | 0 | 0 | 63.606 | 0 | 35 | 0 | 0 | 1.794 | 100.4
2030W29H22:00 | 0 | 0 | 0 | 0 | 59.483 | 0 | 35 | 0 | 0 | 0.897 | 95.38
2030W29H23:00 | 0 | 0 | 0 | 0 | 44.033 | 0 | 35 | 0 | 0 | 0.897 | 79.93
2030W30H00:00 | 0 | 0 | 0 | 0 | 37.338 | 0 | 35 | 0 | 0 | 5.382 | 77.72
2030W30H01:00 | 0 | 0 | 0 | 0 | 19.512 | 0 | 35 | 0 | 0 | 12.558 | 67.07
2030W30H02:00 | 0 | 0 | 0 | 0 | 22.483 | 0 | 35 | 0 | 0 | 9.867 | 67.35
2030W30H03:00 | 0 | 0 | 0 | 0 | 16.867 | 0 | 35 | 0 | 0 | 8.073 | 59.94
2030W30H04:00 | 0 | 0 | 0 | 0 | 27.328 | 0 | 35 | 0 | 0 | 5.382 | 67.71
2030W30H05:00 | 0 | 0 | 0 | 0 | 31.211 | 0 | 35 | 0 | 0 | 6.279 | 72.49
2030W30H06:00 | 0 | 0 | 0 | 0 | 5.667 | 1.938 | 35 | 31.5 | 0 | 4.485 | 78.59
2030W30H07:00 | 0 | 0 | 0 | 0 | 13.43 | 2.703 | 35 | 44.8 | 0 | 0.897 | 96.83
2030W30H08:00 | 0 | 0 | 0 | 0 | 8.743 | 3.111 | 35 | 51.8 | 0 | 7.176 | 105.83
2030W30H09:00 | 0 | 0 | 0 | 0 | 14.587 | 3.213 | 35 | 55.3 | 0 | 8.97 | 117.07
2030W30H10:00 | 0 | 0 | 0 | 0 | 8.144 | 3.468 | 35 | 55.3 | 0 | 12.558 | 114.47
2030W30H11:00 | 0 | 0 | 0 | 0 | 5.856 | 3.57 | 35 | 56.7 | 0 | 10.764 | 111.89
2030W30H12:00 | 0 | 0 | 0 | 0 | 0 | 3.519 | 25.416 | 58.8 | 0 | 22.425 | 110.16
2030W30H13:00 | 0 | 0 | 0 | 0 | 0 | 3.417 | 27.312 | 54.6 | 0 | 29.601 | 114.93
2030W30H14:00 | 0 | 0 | 0 | 0 | 0 | 3.519 | 19.628 | 56.7 | 0 | 26.013 | 105.86
2030W30H15:00 | 0 | 0 | 0 | 0 | 0 | 3.264 | 33.9974 | 55.3 | 0 | 20.631 | 113.1924
2030W30H16:00 | 0 | 0 | 0 | 0 | 0 | 2.958 | 35 | 48.3 | 0 | 24.219 | 110.477
2030W30H17:00 | 0 | 0 | 0 | 0 | 24.675 | 2.295 | 35 | 37.8 | 0 | 17.94 | 117.71
2030W30H18:00 | 3 | 0 | 0 | 0 | 29.533 | 1.326 | 35 | 21.7 | 0 | 20.631 | 111.19
2030W30H19:00 | 0 | 0 | 0 | 0 | 62.666 | 0 | 35 | 0 | 0 | 10.764 | 108.43
2030W30H20:00 | 0 | 0 | 0 | 0 | 68.161 | 0 | 35 | 0 | 0 | 6.279 | 109.44
2030W30H21:00 | 0 | 0 | 0 | 0 | 64.699 | 0 | 35 | 0 | 0 | 2.691 | 102.39
2030W30H22:00 | 0 | 0 | 0 | 0 | 58.346 | 0 | 35 | 0 | 0 | 1.794 | 95.14
2030W30H23:00 | 0 | 0 | 0 | 0 | 45.623 | 0 | 35 | 0 | 0 | 0.897 | 81.52
2030W31H00:00 | 0 | 0 | 0 | 0 | 13.602 | 0 | 35 | 0 | 0 | 21.528 | 70.13
2030W31H01:00 | 0 | 0 | 0 | 0 | 7.289 | 0 | 35 | 0 | 0 | 20.631 | 62.92
2030W31H02:00 | 0 | 0 | 0 | 0 | 11.274 | 0 | 35 | 0 | 0 | 16.146 | 62.42
2030W31H03:00 | 0 | 0 | 0 | 0 | 0.391 | 0 | 35 | 0 | 0 | 24.219 | 59.61
2030W31H04:00 | 0 | 0 | 0 | 0 | 2.863 | 0 | 35 | 0 | 0 | 27.807 | 65.67
2030W31H05:00 | 0 | 0 | 0 | 0 | 0 | 0 | 33.936 | 0 | 0 | 37.674 | 71.61
2030W31H06:00 | 0 | 0 | 0 | 0 | 0 | 2.04 | 0 | 33.6 | 0 | 42.63 | 78.27
2030W31H07:00 | 2.55 | 0 | 0 | 0 | 0 | 2.856 | 5.2 | 46.2 | 0 | 37.674 | 94.48
2030W31H08:00 | 0 | 0 | 0 | 0 | 0 | 3.162 | 0 | 51.1 | 0 | 48.438 | 102.7
2030W31H09:00 | 0 | 0 | 0 | 0 | 0 | 3.264 | 4.158 | 53.2 | 0 | 48.438 | 109.06
2030W31H10:00 | 0.085 | 0 | 0 | 0 | 0 | 3.366 | 2.249 | 56 | 0 | 53.82 | 115.52
2030W31H11:00 | 0 | 0 | 0 | 0 | 0 | 3.417 | 1.65 | 54.6 | 0 | 52.923 | 112.59
2030W31H12:00 | 0 | 0 | 0 | 0 | 0 | 3.57 | 6.11 | 57.4 | 0 | 53.82 | 120.9
2030W31H13:00 | 0 | 0 | 0 | 0 | 0 | 0 | 0 | 56.7 | 0 | 49.01 | 105.71
2030W31H14:00 | 0 | 0 | 0 | 0 | 0 | 3.519 | 0 | 54.6 | 0 | 37.5104 | 95.6294
2030W31H15:00 | 0 | 0 | 0 | 0 | 0 | 3.519 | 0 | 55.3 | 0 | 45.411 | 104.23
2030W31H16:00 | 0 | 0 | 0 | 0 | 0 | 3.111 | 18.362 | 51.1 | 0 | 36.777 | 109.35
2030W31H17:00 | 0 | 0 | 0 | 0 | 0 | 2.55 | 34.574 | 42.7 | 0 | 34.086 | 113.91
2030W31H18:00 | 0 | 0 | 0 | 0 | 20.223 | 1.377 | 35 | 21.7 | 0 | 35.88 | 114.18
2030W31H19:00 | 0 | 0 | 0 | 0 | 41.76 | 0 | 35 | 0 | 0 | 35.88 | 112.64
2030W31H20:00 | 0 | 0 | 0 | 0 | 50.044 | 0 | 35 | 0 | 0 | 25.116 | 110.16
2030W31H21:00 | 3 | 0 | 0 | 0 | 51.587 | 0 | 35 | 0 | 0 | 17.043 | 106.63
2030W31H22:00 | 0 | 0 | 0 | 0 | 37.883 | 0 | 35 | 0 | 0 | 18.837 | 91.72
2030W31H23:00 | 0 | 0 | 0 | 0 | 23.769 | 0 | 35 | 0 | 0 | 20.631 | 79.4
2030W32H00:00 | 0 | 0 | 0 | 0 | 45.672 | 0 | 35 | 0 | 0 | 3.588 | 84.26
2030W32H01:00 | 0 | 0 | 0 | 0 | 36.192 | 0 | 35 | 0 | 0 | 3.588 | 74.78
2030W32H02:00 | 0 | 0 | 0 | 0 | 33.999 | 0 | 35 | 0 | 0 | 2.691 | 71.69
2030W32H03:00 | 0 | 0 | 0 | 0 | 33.752 | 0 | 35 | 0 | 0 | 3.588 | 72.34
2030W32H04:00 | 0 | 0 | 0 | 0 | 34.292 | 0 | 35 | 0 | 0 | 3.588 | 72.88
2030W32H05:00 | 0 | 0 | 0 | 0 | 37.089 | 0 | 35 | 0 | 0 | 2.691 | 74.78
2030W32H06:00 | 0 | 0 | 0 | 0 | 14.658 | 1.734 | 35 | 28 | 0 | 12.558 | 91.95
2030W32H07:00 | 0 | 0 | 0 | 0 | 17.55 | 2.448 | 35 | 39.2 | 0 | 14.352 | 108.55
2030W32H08:00 | 0 | 0 | 0 | 0 | 6.483 | 3.06 | 35 | 48.3 | 0 | 18.837 | 111.68
2030W32H09:00 | 0 | 0 | 0 | 0 | 19.781 | 3.162 | 35 | 52.5 | 0 | 18.837 | 129.28
2030W32H10:00 | 0 | 0 | 0 | 0 | 2.093 | 3.315 | 35 | 54.6 | 0 | 23.322 | 118.33
2030W32H11:00 | 0 | 0 | 0 | 0 | 3.554 | 3.519 | 35 | 53.9 | 0 | 27.807 | 123.78
2030W32H12:00 | 0 | 0 | 0 | 0 | 0 | 3.519 | 24.91 | 57.4 | 0 | 38.571 | 124.4
2030W32H13:00 | 0 | 0 | 0 | 0 | 0 | 3.315 | 25.56 | 54.6 | 0 | 40.365 | 123.84
2030W32H14:00 | 0 | 0 | 0 | 0 | 0 | 3.315 | 21.537 | 51.8 | 0 | 39.468 | 116.12
2030W32H15:00 | 0 | 0 | 0 | 0 | 0 | 3.009 | 25.297 | 51.8 | 0 | 37.674 | 117.78
2030W32H16:00 | 0 | 0 | 0 | 0 | 0 | 2.754 | 30.8574 | 46.9 | 0 | 39.468 | 119.9794
2030W32H17:00 | 3 | 0 | 0 | 0 | 0.023 | 2.244 | 35 | 34.3 | 0 | 34.983 | 109.55
2030W32H18:00 | 0 | 0 | 0 | 0 | 48.566 | 1.071 | 35 | 17.5 | 0 | 26.013 | 128.15
2030W32H19:00 | 0 | 0 | 0 | 0 | 68.843 | 0 | 35 | 0 | 0 | 18.837 | 122.68
2030W32H20:00 | 0 | 0 | 0 | 0 | 70.107 | 0 | 35 | 0 | 0 | 17.043 | 122.15
2030W32H21:00 | 0 | 0 | 0 | 0 | 63.517 | 0 | 35 | 0 | 0 | 17.043 | 115.56
2030W32H22:00 | 0 | 0 | 0 | 0 | 53.214 | 0 | 35 | 0 | 0 | 16.146 | 104.36
2030W32H23:00 | 0 | 0 | 0 | 0 | 38.641 | 0 | 35 | 0 | 0 | 15.249 | 88.89
2030W33H00:00 | 0 | 0 | 0 | 0 | 15.931 | 0 | 35 | 0 | 0 | 15.249 | 66.18
2030W33H01:00 | 0 | 0 | 0 | 0 | 12.988 | 0 | 35 | 0 | 0 | 14.352 | 62.34
2030W33H02:00 | 0 | 0 | 0 | 0 | 10.781 | 0 | 35 | 0 | 0 | 15.249 | 61.03
2030W33H03:00 | 0 | 0 | 0 | 0 | 14.808 | 0 | 35 | 0 | 0 | 14.352 | 64.16
2030W33H04:00 | 0 | 0 | 0 | 0 | 11.824 | 0 | 35 | 0 | 0 | 16.146 | 62.97
2030W33H05:00 | 0 | 0 | 0 | 0 | 14.377 | 0 | 35 | 0 | 0 | 17.043 | 66.42
2030W33H06:00 | 0 | 0 | 0 | 0 | 11.965 | 0.816 | 35 | 13.3 | 0 | 15.249 | 76.33
2030W33H07:00 | 0 | 0 | 0 | 0 | 0 | 2.55 | 32.4334 | 40.6 | 0 | 16.146 | 91.7294
2030W33H08:00 | 0.586 | 0 | 0 | 0 | 0 | 3.06 | 35 | 48.3 | 0 | 19.734 | 106.68
2030W33H09:00 | 0 | 0 | 0 | 0 | 0 | 3.162 | 28.37 | 49 | 0 | 21.528 | 102.06
2030W33H10:00 | 0 | 0 | 0 | 0 | 0 | 3.315 | 25.312 | 51.8 | 0 | 26.013 | 106.44
2030W33H11:00 | 0 | 0 | 0 | 0 | 0 | 3.264 | 28.765 | 51.8 | 0 | 29.601 | 113.43
2030W33H12:00 | 0 | 0 | 0 | 0 | 0 | 3.468 | 0.38341 | 57.4 | 0 | 48.438 | 109.6894
2030W33H13:00 | 0 | 0 | 0 | 0 | 0 | 3.264 | 1.462 | 54.6 | 0 | 46.644 | 105.97
2030W33H14:00 | 0 | 0 | 0 | 0 | 0 | 3.213 | 3.238 | 53.9 | 0 | 42.159 | 102.51
2030W33H15:00 | 0 | 0 | 0 | 0 | 0 | 3.111 | 7.529 | 49.7 | 0 | 44.85 | 105.19
2030W33H16:00 | 0 | 0 | 0 | 0 | 0 | 2.703 | 13.322 | 44.1 | 0 | 49.335 | 109.46
2030W33H17:00 | 0 | 0 | 0 | 0 | 0 | 2.091 | 23.438 | 32.9 | 0 | 47.541 | 105.97
2030W33H18:00 | 0 | 0 | 0 | 0 | 25.598 | 0.765 | 35 | 12.6 | 0 | 36.777 | 110.74
2030W33H19:00 | 0 | 0 | 0 | 0 | 53.793 | 0 | 35 | 0 | 0 | 27.807 | 116.6
2030W33H20:00 | 3 | 0 | 0 | 0 | 66.223 | 0 | 35 | 0 | 0 | 9.867 | 114.09
2030W33H21:00 | 0 | 0 | 0 | 0 | 67.255 | 0 | 35 | 0 | 0 | 4.485 | 106.74
2030W33H22:00 | 0 | 0 | 0 | 0 | 54.625 | 0 | 35 | 0 | 0 | 4.485 | 94.11
2030W33H23:00 | 0 | 0 | 0 | 0 | 37.222 | 0 | 35 | 0 | 0 | 3.588 | 75.81
2030W34H00:00 | 0 | 0 | 0 | 0 | 14.627 | 0 | 35 | 0 | 0 | 17.043 | 66.67
2030W34H01:00 | 0 | 0 | 0 | 0 | 13.234 | 0 | 35 | 0 | 0 | 16.146 | 64.38
2030W34H02:00 | 0 | 0 | 0 | 0 | 12.308 | 0 | 35 | 0 | 0 | 14.352 | 61.66
2030W34H03:00 | 0 | 0 | 0 | 0 | 9.631 | 0 | 35 | 0 | 0 | 15.249 | 59.88
2030W34H04:00 | 0 | 0 | 0 | 0 | 8.323 | 0 | 35 | 0 | 0 | 18.837 | 62.16
2030W34H05:00 | 0 | 0 | 0 | 0 | 15.404 | 0 | 35 | 0 | 0 | 16.146 | 66.55
2030W34H06:00 | 0 | 0 | 0 | 0 | 24.737 | 0.051 | 35 | 1.4 | 0 | 14.352 | 75.54
2030W34H07:00 | 0 | 0 | 0 | 0 | 0 | 2.448 | 31.94 | 39.9 | 0 | 14.352 | 88.64
2030W34H08:00 | 0 | 0 | 0 | 0 | 0 | 3.009 | 21.958 | 47.6 | 0 | 26.013 | 98.58
2030W34H09:00 | 0 | 0 | 0 | 0 | 0 | 3.111 | 12.065 | 52.5 | 0 | 46.644 | 114.32
2030W34H10:00 | 0 | 0 | 0 | 0 | 0 | 3.315 | 5.194 | 53.2 | 0 | 47.541 | 109.25
2030W34H11:00 | 0 | 0 | 0 | 0 | 0 | 3.519 | 0 | 51.991 | 0 | 53.82 | 109.33
2030W34H12:00 | 2.1 | 0 | 0 | 0 | 0 | 0 | 0 | 49.887 | 0 | 52.923 | 104.91
2030W34H13:00 | 0 | 0 | 0 | 0 | 0 | 0 | 0 | 54.6 | 0 | 48.74 | 103.34
2030W34H14:00 | 0 | 0 | 0 | 0 | 0 | 3.57 | 0 | 38.522 | 0 | 57.408 | 99.5
2030W34H15:00 | 0 | 0 | 0 | 0 | 0 | 0 | 0 | 51.8 | 0 | 48.28 | 100.08
2030W34H16:00 | 0 | 0 | 0 | 0 | 0 | 3.009 | 0 | 49 | 0 | 51.001 | 103.01
2030W34H17:00 | 0 | 0 | 0 | 0 | 0 | 2.142 | 11.216 | 34.3 | 0 | 59.202 | 106.86
2030W34H18:00 | 0 | 0 | 0 | 0 | 8.746 | 0.357 | 35 | 5.6 | 0 | 54.717 | 104.42
2030W34H19:00 | 3 | 0 | 0 | 0 | 36.48 | 0 | 35 | 0 | 0 | 35.88 | 110.36
2030W34H20:00 | 0 | 0 | 0 | 0 | 55.043 | 0 | 35 | 0 | 0 | 27.807 | 117.85
2030W34H21:00 | 0 | 0 | 0 | 0 | 43.749 | 0 | 35 | 0 | 0 | 20.631 | 99.38
2030W34H22:00 | 0 | 0 | 0 | 0 | 36.117 | 0 | 35 | 0 | 0 | 17.043 | 88.16
2030W34H23:00 | 0 | 0 | 0 | 0 | 23.615 | 0 | 35 | 0 | 0 | 13.455 | 72.07
2030W35H00:00 | 0 | 0 | 0 | 0 | 28.219 | 0 | 35 | 0 | 0 | 2.691 | 65.91
2030W35H01:00 | 0 | 0 | 0 | 0 | 22.002 | 0 | 35 | 0 | 0 | 3.588 | 60.59
2030W35H02:00 | 3 | 0 | 0 | 0 | 11.343 | 0 | 35 | 0 | 0 | 9.867 | 59.21
2030W35H03:00 | 0 | 0 | 0 | 0 | 7.328 | 0 | 35 | 0 | 0 | 14.352 | 56.68
2030W35H04:00 | 0 | 0 | 0 | 0 | 7.301 | 0 | 35 | 0 | 0 | 15.249 | 57.55
2030W35H05:00 | 0 | 0 | 0 | 0 | 15.428 | 0 | 35 | 0 | 0 | 14.352 | 64.78
2030W35H06:00 | 0 | 0 | 0 | 0 | 32.741 | 0.051 | 35 | 1.4 | 0 | 12.558 | 81.75
2030W35H07:00 | 0 | 0 | 0 | 0 | 0 | 2.448 | 27.379 | 38.5 | 0 | 17.043 | 85.37
2030W35H08:00 | 0 | 0 | 0 | 0 | 0 | 3.06 | 23.973 | 50.4 | 0 | 18.837 | 96.27
2030W35H09:00 | 0 | 0 | 0 | 0 | 0 | 3.213 | 25.512 | 51.8 | 0 | 22.425 | 102.95
2030W35H10:00 | 0 | 0 | 0 | 0 | 0 | 3.264 | 17.295 | 56 | 0 | 29.601 | 106.16
2030W35H11:00 | 0 | 0 | 0 | 0 | 0 | 3.519 | 10.809 | 54.6 | 0 | 32.292 | 101.22
2030W35H12:00 | 0 | 0 | 0 | 0 | 0 | 3.417 | 9.188 | 56 | 0 | 31.395 | 100
2030W35H13:00 | 0 | 0 | 0 | 0 | 0 | 3.417 | 7.333 | 54.6 | 0 | 35.88 | 101.23
2030W35H14:00 | 0 | 0 | 0 | 0 | 0 | 3.417 | 2.537 | 53.9 | 0 | 34.086 | 93.94
2030W35H15:00 | 0 | 0 | 0 | 0 | 0 | 3.162 | 13.926 | 50.4 | 0 | 32.292 | 99.78
2030W35H16:00 | 0 | 0 | 0 | 0 | 0 | 2.754 | 0.85641 | 46.9 | 0 | 42.159 | 92.6694
2030W35H17:00 | 0 | 0 | 0 | 0 | 0 | 1.938 | 32.807 | 31.5 | 0 | 40.365 | 106.61
2030W35H18:00 | 0 | 0 | 0 | 0 | 47.065 | 0 | 35 | 0 | 0 | 31.395 | 113.46
2030W35H19:00 | 0 | 0 | 0 | 0 | 42.638 | 0 | 35 | 0 | 0 | 23.322 | 100.96
2030W35H20:00 | 0 | 0 | 0 | 0 | 57.025 | 0 | 35 | 0 | 0 | 13.455 | 105.48
2030W35H21:00 | 0 | 0 | 0 | 0 | 49.38 | 0 | 35 | 0 | 0 | 8.97 | 93.35
2030W35H22:00 | 0 | 0 | 0 | 0 | 44.661 | 0 | 35 | 0 | 0 | 6.279 | 85.94
2030W35H23:00 | 0 | 0 | 0 | 0 | 31.195 | 0 | 35 | 0 | 0 | 4.485 | 70.68
2030W36H00:00 | 0 | 0 | 0 | 0 | 5.721 | 0 | 35 | 0 | 0 | 15.249 | 55.97
2030W36H01:00 | 0 | 0 | 0 | 0 | 4.332 | 0 | 35 | 0 | 0 | 12.558 | 51.89
2030W36H02:00 | 0 | 0 | 0 | 0 | 0.378 | 0 | 35 | 0 | 0 | 14.352 | 49.73
2030W36H03:00 | 0 | 0 | 0 | 0 | 2.655 | 0 | 35 | 0 | 0 | 13.455 | 51.11
2030W36H04:00 | 0 | 0 | 0 | 0 | 1.071 | 0 | 35 | 0 | 0 | 15.249 | 51.32
2030W36H05:00 | 0 | 0 | 0 | 0 | 0 | 0 | 31.773 | 0 | 0 | 27.807 | 59.58
2030W36H06:00 | 0 | 0 | 0 | 0 | 0 | 0.051 | 31.767 | 0.7 | 0 | 32.292 | 64.81
2030W36H07:00 | 0 | 0 | 0 | 0 | 0 | 2.55 | 7.474 | 41.3 | 0 | 34.086 | 85.41
2030W36H08:00 | 2.55 | 0 | 0 | 0 | 0 | 2.907 | 0 | 49.7 | 0 | 37.643 | 92.8
2030W36H09:00 | 0 | 0 | 0 | 0 | 0 | 0 | 0 | 51.1 | 0 | 43.9994 | 95.0994
2030W36H10:00 | 0 | 0 | 0 | 0 | 0 | 0 | 0 | 54.6 | 0 | 40.85 | 95.45
2030W36H11:00 | 3 | 0 | 0 | 0 | 0 | 0 | 0 | 30.856 | 0 | 55.614 | 89.47
2030W36H12:00 | 0 | 0 | 0 | 0 | 0 | 0 | 0 | 52.5 | 0 | 35.6294 | 88.1294
2030W36H13:00 | 0 | 0 | 0 | 0 | 0 | 3.264 | 0 | 34.37 | 0 | 52.026 | 89.66
2030W36H14:00 | 0 | 0 | 0 | 0 | 0 | 2.907 | 0 | 47.6 | 0 | 34.123 | 84.63
2030W36H15:00 | 0 | 0 | 0 | 0 | 0 | 2.958 | 0 | 47.6 | 0 | 32.132 | 82.69
2030W36H16:00 | 0 | 0 | 0 | 0 | 0 | 0 | 0 | 38.5 | 0 | 46.5 | 85
2030W36H17:00 | 0 | 0 | 0 | 0 | 0 | 1.581 | 2.668 | 24.5 | 0 | 56.511 | 85.26
2030W36H18:00 | 0.755 | 0 | 0 | 0 | 0 | 0 | 35 | 0 | 0 | 49.335 | 85.09
2030W36H19:00 | 2.245 | 0 | 0 | 0 | 20.558 | 0 | 35 | 0 | 0 | 36.777 | 94.58
2030W36H20:00 | 0 | 0 | 0 | 0 | 35.341 | 0 | 35 | 0 | 0 | 24.219 | 94.56
2030W36H21:00 | 0 | 0 | 0 | 0 | 25.843 | 0 | 35 | 0 | 0 | 18.837 | 79.68
2030W36H22:00 | 0 | 0 | 0 | 0 | 9.989 | 0 | 35 | 0 | 0 | 20.631 | 65.62
2030W36H23:00 | 0 | 0 | 0 | 0 | 3.578 | 0 | 35 | 0 | 0 | 23.322 | 61.9
2030W37H00:00 | 0 | 0 | 0 | 0 | 0 | 0 | 6.643 | 0 | 0 | 45.747 | 52.39
2030W37H01:00 | 0 | 0 | 0 | 0 | 0 | 0 | 6.895 | 0 | 0 | 40.365 | 47.26
2030W37H02:00 | 0 | 0 | 0 | 0 | 0 | 0 | 0 | 0 | 0 | 46.644 | 46.644
2030W37H03:00 | 0 | 0 | 0 | 0 | 0 | 0 | 0 | 0 | 0 | 49.87 | 49.87
2030W37H04:00 | 0 | 0 | 0 | 0 | 0 | 0 | 0 | 0 | 0 | 48.8154 | 48.8154
2030W37H05:00 | 2.857 | 0 | 0 | 0 | 0 | 0 | 0 | 0 | 0 | 52.923 | 55.78
2030W37H06:00 | 0.143 | 0 | 0 | 0 | 0 | 0.051 | 10.894 | 0.7 | 0 | 59.202 | 70.99
2030W37H07:00 | 0 | 0 | 0 | 0 | 0 | 2.295 | 0 | 36.4 | 0 | 48.525 | 87.22
2030W37H08:00 | 0 | 0 | 0 | 0 | 0 | 2.805 | 0 | 46.2 | 0 | 41.895 | 90.9
2030W37H09:00 | 0 | 0 | 0 | 0 | 0 | 3.009 | 0 | 8.099 | 0 | 77.142 | 88.25
2030W37H10:00 | 0 | 0 | 0 | 0 | 0 | 3.162 | 0 | 10.485 | 0 | 79.833 | 93.48
2030W37H11:00 | 0 | 0 | 0 | 0 | 0 | 0 | 0 | 51.1 | 0 | 45.69 | 96.79
2030W37H12:00 | 0 | 0 | 0 | 0 | 0 | 2.958 | 0 | 49 | 0 | 35.952 | 87.91
2030W37H13:00 | 0 | 0 | 0 | 0 | 0 | 3.264 | 0 | 49.7 | 0 | 26.726 | 79.69
2030W37H14:00 | 0 | 0 | 0 | 0 | 0 | 3.111 | 0 | 19.873 | 0 | 60.996 | 83.98
2030W37H15:00 | 0 | 0 | 0 | 0 | 0 | 2.601 | 0 | 43.4 | 0 | 35.739 | 81.74
2030W37H16:00 | 0 | 0 | 0 | 0 | 0 | 0 | 0 | 37.1 | 0 | 47.2994 | 84.3994
2030W37H17:00 | 0 | 0 | 0 | 0 | 0 | 1.326 | 0 | 22.4 | 0 | 65.814 | 89.54
2030W37H18:00 | 0 | 0 | 0 | 0 | 0 | 0 | 32.272 | 0 | 0 | 57.408 | 89.68
2030W37H19:00 | 3 | 0 | 0 | 0 | 3.517 | 0 | 35 | 0 | 0 | 52.923 | 94.44
2030W37H20:00 | 0 | 0 | 0 | 0 | 21.442 | 0 | 35 | 0 | 0 | 30.498 | 86.94
2030W37H21:00 | 0 | 0 | 0 | 0 | 0 | 0 | 31.882 | 0 | 0 | 48.438 | 80.32
2030W37H22:00 | 0 | 0 | 0 | 0 | 0 | 0 | 26.195 | 0 | 0 | 40.365 | 66.56
2030W37H23:00 | 0 | 0 | 0 | 0 | 0 | 0 | 9.85 | 0 | 0 | 44.85 | 54.7
2030W38H00:00 | 0 | 0 | 0 | 0 | 12.331 | 0 | 35 | 0 | 0 | 6.279 | 53.61
2030W38H01:00 | 0 | 0 | 0 | 0 | 15.195 | 0 | 35 | 0 | 0 | 4.485 | 54.68
2030W38H02:00 | 0 | 0 | 0 | 0 | 12.715 | 0 | 35 | 0 | 0 | 4.485 | 52.2
2030W38H03:00 | 0 | 0 | 0 | 0 | 6.376 | 0 | 35 | 0 | 0 | 10.764 | 52.14
2030W38H04:00 | 0 | 0 | 0 | 0 | 0 | 0 | 33.031 | 0 | 0 | 24.219 | 57.25
2030W38H05:00 | 0 | 0 | 0 | 0 | 3.329 | 0 | 35 | 0 | 0 | 20.631 | 58.96
2030W38H06:00 | 2.55 | 0 | 0 | 0 | 16.485 | 0.051 | 35 | 0.7 | 0 | 19.734 | 74.52
2030W38H07:00 | 0 | 0 | 0 | 0 | 0 | 1.887 | 34.858 | 31.5 | 0 | 22.425 | 90.67
2030W38H08:00 | 0 | 0 | 0 | 0 | 0 | 2.448 | 30.027 | 39.2 | 0 | 22.425 | 94.1
2030W38H09:00 | 0 | 0 | 0 | 0 | 0 | 2.856 | 23.444 | 44.8 | 0 | 26.91 | 98.01
2030W38H10:00 | 0 | 0 | 0 | 0 | 0 | 2.958 | 31.436 | 46.9 | 0 | 16.146 | 97.44
2030W38H11:00 | 0 | 0 | 0 | 0 | 0 | 2.805 | 21.652 | 46.2 | 0 | 26.013 | 96.67
2030W38H12:00 | 0 | 0 | 0 | 0 | 0 | 2.55 | 24.008 | 42.7 | 0 | 23.322 | 92.58
2030W38H13:00 | 0 | 0 | 0 | 0 | 0 | 2.601 | 14.777 | 42.7 | 0 | 32.292 | 92.37
2030W38H14:00 | 0 | 0 | 0 | 0 | 0 | 2.754 | 13.466 | 42.7 | 0 | 26.91 | 85.83
2030W38H15:00 | 0 | 0 | 0 | 0 | 0 | 2.295 | 4.0044 | 38.5 | 0 | 35.88 | 80.6794
2030W38H16:00 | 0 | 0 | 0 | 0 | 0 | 1.734 | 24.569 | 27.3 | 0 | 36.777 | 90.38
2030W38H17:00 | 3 | 0 | 0 | 0 | 17.451 | 0.816 | 35 | 12.6 | 0 | 26.013 | 94.88
2030W38H18:00 | 0 | 0 | 0 | 0 | 42.817 | 0 | 35 | 0 | 0 | 17.043 | 94.86
2030W38H19:00 | 0 | 0 | 0 | 0 | 60.42 | 0 | 35 | 0 | 0 | 8.97 | 104.39
2030W38H20:00 | 0 | 0 | 0 | 0 | 50.137 | 0 | 35 | 0 | 0 | 8.073 | 93.21
2030W38H21:00 | 0 | 0 | 0 | 0 | 43.314 | 0 | 35 | 0 | 0 | 7.176 | 85.49
2030W38H22:00 | 0 | 0 | 0 | 0 | 22.667 | 0 | 35 | 0 | 0 | 8.073 | 65.74
2030W38H23:00 | 0 | 0 | 0 | 0 | 21.641 | 0 | 35 | 0 | 0 | 6.279 | 62.92
2030W39H00:00 | 0 | 0 | 0 | 0 | 14.112 | 0 | 35 | 0 | 0 | 3.588 | 52.7
2030W39H01:00 | 0 | 0 | 0 | 0 | 9.671 | 0 | 35 | 0 | 0 | 6.279 | 50.95
2030W39H02:00 | 0 | 0 | 0 | 0 | 10.189 | 0 | 35 | 0 | 0 | 2.691 | 47.88
2030W39H03:00 | 0 | 0 | 0 | 0 | 11.446 | 0 | 35 | 0 | 0 | 1.794 | 48.24
2030W39H04:00 | 0 | 0 | 0 | 0 | 10.266 | 0 | 35 | 0 | 0 | 1.794 | 47.06
2030W39H05:00 | 0 | 0 | 0 | 0 | 19.629 | 0 | 35 | 0 | 0 | 2.691 | 57.32
2030W39H06:00 | 0 | 0 | 0 | 0 | 35.266 | 0 | 35 | 0.7 | 0 | 1.794 | 72.76
2030W39H07:00 | 0 | 0 | 0 | 0 | 9.568 | 1.785 | 35 | 28.7 | 0 | 0.897 | 75.95
2030W39H08:00 | 0 | 0 | 0 | 0 | 12.622 | 2.397 | 35 | 37.8 | 0 | 2.691 | 90.51
2030W39H09:00 | 0 | 0 | 0 | 0 | 9.106 | 2.652 | 35 | 41.3 | 0 | 5.382 | 93.44
2030W39H10:00 | 0 | 0 | 0 | 0 | 0 | 2.754 | 31.575 | 45.5 | 0 | 11.661 | 91.49
2030W39H11:00 | 0 | 0 | 0 | 0 | 0 | 2.703 | 27.199 | 44.8 | 0 | 12.558 | 87.26
2030W39H12:00 | 0 | 0 | 0 | 0 | 0 | 2.652 | 22.588 | 44.1 | 0 | 17.94 | 87.28
2030W39H13:00 | 0 | 0 | 0 | 0 | 0 | 2.754 | 17.742 | 42.7 | 0 | 19.734 | 82.93
2030W39H14:00 | 0 | 0 | 0 | 0 | 0 | 2.397 | 0 | 40.6 | 0 | 34.983 | 77.98
2030W39H15:00 | 0 | 0 | 0 | 0 | 0 | 2.346 | 3.7394 | 37.1 | 0 | 37.674 | 80.8594
2030W39H16:00 | 0 | 0 | 0 | 0 | 0 | 1.836 | 12.487 | 29.4 | 0 | 36.777 | 80.5
2030W39H17:00 | 3 | 0 | 0 | 0 | 1.859 | 0.561 | 35 | 9.1 | 0 | 35.88 | 85.4
2030W39H18:00 | 0 | 0 | 0 | 0 | 20.384 | 0 | 35 | 0 | 0 | 34.086 | 89.47
2030W39H19:00 | 0 | 0 | 0 | 0 | 38.826 | 0 | 35 | 0 | 0 | 19.734 | 93.56
2030W39H20:00 | 0 | 0 | 0 | 0 | 34.558 | 0 | 35 | 0 | 0 | 14.352 | 83.91
2030W39H21:00 | 0 | 0 | 0 | 0 | 28.349 | 0 | 35 | 0 | 0 | 11.661 | 75.01
2030W39H22:00 | 0 | 0 | 0 | 0 | 20.923 | 0 | 35 | 0 | 0 | 9.867 | 65.79
2030W39H23:00 | 0 | 0 | 0 | 0 | 18.001 | 0 | 35 | 0 | 0 | 6.279 | 59.28
2030W40H00:00 | 0 | 0 | 0 | 0 | 0 | 0 | 31.401 | 0 | 0 | 15.249 | 46.65
2030W40H01:00 | 0 | 0 | 0 | 0 | 0 | 0 | 29.541 | 0 | 0 | 15.249 | 44.79
2030W40H02:00 | 0 | 0 | 0 | 0 | 0 | 0 | 30.808 | 0 | 0 | 14.352 | 45.16
2030W40H03:00 | 0 | 0 | 0 | 0 | 0 | 0 | 17.457 | 0 | 0 | 26.013 | 43.47
2030W40H04:00 | 0 | 0 | 0 | 0 | 0 | 0 | 15.986 | 0 | 0 | 28.704 | 44.69
2030W40H05:00 | 0 | 0 | 0 | 0 | 0 | 0 | 25.587 | 0 | 0 | 26.013 | 51.6
2030W40H06:00 | 0 | 0 | 0 | 0 | 0 | 0 | 27.39 | 0 | 0 | 35.88 | 63.27
2030W40H07:00 | 0 | 0 | 0 | 0 | 0 | 2.04 | 7.942 | 32.9 | 0 | 30.498 | 73.38
2030W40H08:00 | 0 | 0 | 0 | 0 | 0 | 0 | 0 | 41.707 | 0 | 34.983 | 76.69
2030W40H09:00 | 0 | 0 | 0 | 0 | 0 | 0 | 0 | 46.9 | 0 | 36.87 | 83.77
2030W40H10:00 | 0 | 0 | 0 | 0 | 0 | 0 | 0 | 33 | 0 | 44.85 | 77.85
2030W40H11:00 | 0 | 0 | 0 | 0 | 0 | 0 | 0 | 27.967 | 0 | 52.923 | 80.89
2030W40H12:00 | 0 | 0 | 0 | 0 | 0 | 3.111 | 0 | 21.781 | 0 | 48.438 | 73.33
2030W40H13:00 | 0 | 0 | 0 | 0 | 0 | 0 | 0 | 49 | 0 | 22.34 | 71.34
2030W40H14:00 | 0 | 0 | 0 | 0 | 0 | 0 | 0 | 28.084 | 0 | 43.056 | 71.14
2030W40H15:00 | 0 | 0 | 0 | 0 | 0 | 2.448 | 0 | 41.3 | 0 | 26.0814 | 69.8294
2030W40H16:00 | 0 | 0 | 0 | 0 | 0 | 1.938 | 1.45 | 30.8 | 0 | 41.262 | 75.45
2030W40H17:00 | 0.809 | 0 | 0 | 0 | 0 | 0.051 | 35 | 0.7 | 0 | 35.88 | 72.44
2030W40H18:00 | 0 | 0 | 0 | 0 | 5.974 | 0 | 35 | 0 | 0 | 34.086 | 75.06
2030W40H19:00 | 2.191 | 0 | 0 | 0 | 27.492 | 0 | 35 | 0 | 0 | 18.837 | 83.52
2030W40H20:00 | 0 | 0 | 0 | 0 | 18.449 | 0 | 35 | 0 | 0 | 20.631 | 74.08
2030W40H21:00 | 0 | 0 | 0 | 0 | 4.538 | 0 | 35 | 0 | 0 | 23.322 | 62.86
2030W40H22:00 | 0 | 0 | 0 | 0 | 0 | 0 | 33.361 | 0 | 0 | 24.219 | 57.58
2030W40H23:00 | 0 | 0 | 0 | 0 | 0 | 0 | 23.91 | 0 | 0 | 26.91 | 50.82
2030W41H00:00 | 0 | 0 | 0 | 0 | 0 | 0 | 28.09 | 0 | 0 | 17.94 | 46.03
2030W41H01:00 | 0 | 0 | 0 | 0 | 0 | 0 | 26.851 | 0 | 0 | 15.249 | 42.1
2030W41H02:00 | 0 | 0 | 0 | 0 | 0 | 0 | 23.474 | 0 | 0 | 16.146 | 39.62
2030W41H03:00 | 0 | 0 | 0 | 0 | 0 | 0 | 26.242 | 0 | 0 | 12.558 | 38.8
2030W41H04:00 | 0 | 0 | 0 | 0 | 0 | 0 | 34.3464 | 0 | 0 | 8.073 | 42.4194
2030W41H05:00 | 0 | 0 | 0 | 0 | 10.027 | 0 | 35 | 0 | 0 | 8.073 | 53.1
2030W41H06:00 | 3 | 0 | 0 | 0 | 12.903 | 0 | 35 | 0 | 0 | 9.867 | 60.77
2030W41H07:00 | 0 | 0 | 0 | 0 | 2.22 | 1.734 | 35 | 26.6 | 0 | 7.176 | 72.73
2030W41H08:00 | 0 | 0 | 0 | 0 | 0 | 2.04 | 30.907 | 32.9 | 0 | 8.073 | 73.92
2030W41H09:00 | 0 | 0 | 0 | 0 | 0 | 2.499 | 10.843 | 39.9 | 0 | 21.528 | 74.77
2030W41H10:00 | 0 | 0 | 0 | 0 | 0 | 2.499 | 2.519 | 42.7 | 0 | 32.292 | 80.01
2030W41H11:00 | 0 | 0 | 0 | 0 | 0 | 0 | 0 | 36.022 | 0 | 39.468 | 75.49
2030W41H12:00 | 0 | 0 | 0 | 0 | 0 | 0 | 0 | 30.601 | 0 | 42.159 | 72.76
2030W41H13:00 | 0 | 0 | 0 | 0 | 0 | 2.397 | 0 | 40.6 | 0 | 24.833 | 67.83
2030W41H14:00 | 0 | 0 | 0 | 0 | 0 | 2.397 | 0 | 39.2 | 0 | 29.3324 | 70.9294
2030W41H15:00 | 0 | 0 | 0 | 0 | 0 | 2.091 | 0 | 34.3 | 0 | 36.049 | 72.44
2030W41H16:00 | 0 | 0 | 0 | 0 | 0 | 1.53 | 14.415 | 23.8 | 0 | 31.395 | 71.14
2030W41H17:00 | 0 | 0 | 0 | 0 | 6.596 | 0 | 35 | 0 | 0 | 28.704 | 70.3
2030W41H18:00 | 3 | 0 | 0 | 0 | 18.367 | 0 | 35 | 0 | 0 | 17.043 | 73.41
2030W41H19:00 | 0 | 0 | 0 | 0 | 34.988 | 0 | 35 | 0 | 0 | 5.382 | 75.37
2030W41H20:00 | 0 | 0 | 0 | 0 | 33.036 | 0 | 35 | 0 | 0 | 1.794 | 69.83
2030W41H21:00 | 0 | 0 | 0 | 0 | 22.615 | 0 | 35 | 0 | 0 | 4.485 | 62.1
2030W41H22:00 | 0 | 0 | 0 | 0 | 13.461 | 0 | 35 | 0 | 0 | 6.279 | 54.74
2030W41H23:00 | 0 | 0 | 0 | 0 | 5.907 | 0 | 35 | 0 | 0 | 8.073 | 48.98
2030W42H00:00 | 0 | 0 | 0 | 0 | 0 | 0 | 25.565 | 0 | 0 | 13.455 | 39.02
2030W42H01:00 | 0 | 0 | 0 | 0 | 0 | 0 | 30.909 | 0 | 0 | 11.661 | 42.57
2030W42H02:00 | 0 | 0 | 0 | 0 | 0 | 0 | 24.115 | 0 | 0 | 13.455 | 37.57
2030W42H03:00 | 0 | 0 | 0 | 0 | 0 | 0 | 17.766 | 0 | 0 | 19.734 | 37.5
2030W42H04:00 | 0 | 0 | 0 | 0 | 0 | 0 | 27.392 | 0 | 0 | 12.558 | 39.95
2030W42H05:00 | 0 | 0 | 0 | 0 | 0 | 0 | 29.8934 | 0 | 0 | 16.146 | 46.0394
2030W42H06:00 | 3 | 0 | 0 | 0 | 13.891 | 0 | 35 | 0 | 0 | 6.279 | 58.17
2030W42H07:00 | 0 | 0 | 0 | 0 | 11.239 | 0.357 | 35 | 5.6 | 0 | 10.764 | 62.96
2030W42H08:00 | 0 | 0 | 0 | 0 | 0 | 2.244 | 23.355 | 37.1 | 0 | 11.661 | 74.36
2030W42H09:00 | 0 | 0 | 0 | 0 | 0 | 2.499 | 6.019 | 39.9 | 0 | 23.322 | 71.74
2030W42H10:00 | 0 | 0 | 0 | 0 | 0 | 2.754 | 0 | 44.1 | 0 | 23.956 | 70.81
2030W42H11:00 | 0 | 0 | 0 | 0 | 0 | 2.703 | 0 | 44.1 | 0 | 24.937 | 71.74
2030W42H12:00 | 0 | 0 | 0 | 0 | 0 | 0 | 0 | 13.395 | 0 | 49.335 | 62.73
2030W42H13:00 | 0 | 0 | 0 | 0 | 0 | 0 | 0 | 43.4 | 0 | 21.8894 | 65.2894
2030W42H14:00 | 0 | 0 | 0 | 0 | 0 | 0 | 0 | 37.1 | 0 | 26.78 | 63.88
2030W42H15:00 | 0 | 0 | 0 | 0 | 0 | 0 | 0 | 34.3 | 0 | 25.42 | 59.72
2030W42H16:00 | 0 | 0 | 0 | 0 | 0 | 0 | 0 | 21 | 0 | 45.25 | 66.25
2030W42H17:00 | 0 | 0 | 0 | 0 | 0 | 0 | 34.198 | 0 | 0 | 32.292 | 66.49
2030W42H18:00 | 0 | 0 | 0 | 0 | 10.212 | 0 | 35 | 0 | 0 | 21.528 | 66.74
2030W42H19:00 | 3 | 0 | 0 | 0 | 17.584 | 0 | 35 | 0 | 0 | 16.146 | 71.73
2030W42H20:00 | 0 | 0 | 0 | 0 | 6.841 | 0 | 35 | 0 | 0 | 24.219 | 66.06
2030W42H21:00 | 0 | 0 | 0 | 0 | 0 | 0 | 27.983 | 0 | 0 | 27.807 | 55.79
2030W42H22:00 | 0 | 0 | 0 | 0 | 0 | 0 | 26.769 | 0 | 0 | 20.631 | 47.4
2030W42H23:00 | 0 | 0 | 0 | 0 | 0 | 0 | 17.18 | 0 | 0 | 26.91 | 44.09
2030W43H00:00 | 0 | 0 | 0 | 0 | 0 | 0 | 9.716 | 0 | 0 | 28.704 | 38.42
2030W43H01:00 | 0 | 0 | 0 | 0 | 0 | 0 | 15.396 | 0 | 0 | 19.734 | 35.13
2030W43H02:00 | 0 | 0 | 0 | 0 | 0 | 0 | 13.852 | 0 | 0 | 21.528 | 35.38
2030W43H03:00 | 0 | 0 | 0 | 0 | 0 | 0 | 17.777 | 0 | 0 | 17.043 | 34.82
2030W43H04:00 | 0 | 0 | 0 | 0 | 0 | 0 | 12.421 | 0 | 0 | 24.219 | 36.64
2030W43H05:00 | 0 | 0 | 0 | 0 | 0 | 0 | 19.101 | 0 | 0 | 24.219 | 43.32
2030W43H06:00 | 0 | 0 | 0 | 0 | 0 | 0 | 33.557 | 0 | 0 | 17.043 | 50.6
2030W43H07:00 | 3 | 0 | 0 | 0 | 3.429 | 0.102 | 35 | 1.4 | 0 | 15.249 | 58.18
2030W43H08:00 | 0 | 0 | 0 | 0 | 0 | 2.142 | 15.796 | 33.6 | 0 | 14.352 | 65.89
2030W43H09:00 | 0 | 0 | 0 | 0 | 0 | 2.295 | 7.465 | 35 | 0 | 17.94 | 62.7
2030W43H10:00 | 0 | 0 | 0 | 0 | 0 | 2.703 | 0 | 40.275 | 0 | 23.322 | 66.3
2030W43H11:00 | 0 | 0 | 0 | 0 | 0 | 2.754 | 0 | 23.993 | 0 | 34.983 | 61.73
2030W43H12:00 | 2.55 | 0 | 0 | 0 | 0 | 0 | 0 | 24.119 | 0 | 38.571 | 65.24
2030W43H13:00 | 0 | 0 | 0 | 0 | 0 | 2.448 | 0 | 15.8184 | 0 | 43.953 | 62.2194
2030W43H14:00 | 0 | 0 | 0 | 0 | 0 | 2.448 | 0 | 15.006 | 0 | 43.056 | 60.51
2030W43H15:00 | 0 | 0 | 0 | 0 | 0 | 0 | 0 | 23.825 | 0 | 31.395 | 55.22
2030W43H16:00 | 0 | 0 | 0 | 0 | 0 | 1.071 | 5.107 | 18.2 | 0 | 32.292 | 56.67
2030W43H17:00 | 0 | 0 | 0 | 0 | 0 | 0 | 29.002 | 0 | 0 | 30.498 | 59.5
2030W43H18:00 | 0 | 0 | 0 | 0 | 15.165 | 0 | 35 | 0 | 0 | 13.455 | 63.62
2030W43H19:00 | 0 | 0 | 0 | 0 | 12.104 | 0 | 35 | 0 | 0 | 16.146 | 63.25
2030W43H20:00 | 3 | 0 | 0 | 0 | 3.897 | 0 | 35 | 0 | 0 | 17.043 | 58.94
2030W43H21:00 | 0 | 0 | 0 | 0 | 0 | 0 | 32.7484 | 0 | 0 | 20.631 | 53.3794
2030W43H22:00 | 0 | 0 | 0 | 0 | 0 | 0 | 27.279 | 0 | 0 | 20.631 | 47.91
2030W43H23:00 | 0 | 0 | 0 | 0 | 0 | 0 | 19.862 | 0 | 0 | 21.528 | 41.39
2030W44H00:00 | 0 | 0 | 0 | 0 | 0 | 0 | 2.637 | 0 | 0 | 34.983 | 37.62
2030W44H01:00 | 0 | 0 | 0 | 0 | 0 | 0 | 0 | 0 | 0 | 37.74 | 37.74
2030W44H02:00 | 0 | 0 | 0 | 0 | 0 | 0 | 1.012 | 0 | 0 | 30.498 | 31.51
2030W44H03:00 | 2.55 | 0 | 0 | 0 | 0 | 0 | 0.879 | 0 | 0 | 29.601 | 33.03
2030W44H04:00 | 0 | 0 | 0 | 0 | 0 | 0 | 8.695 | 0 | 0 | 22.425 | 31.12
2030W44H05:00 | 0 | 0 | 0 | 0 | 0 | 0 | 8.018 | 0 | 0 | 23.322 | 31.34
2030W44H06:00 | 0 | 0 | 0 | 0 | 0 | 0 | 20.477 | 0 | 0 | 17.043 | 37.52
2030W44H07:00 | 0 | 0 | 0 | 0 | 0 | 0.051 | 30.934 | 1.4 | 0 | 13.455 | 45.84
2030W44H08:00 | 0 | 0 | 0 | 0 | 0 | 2.04 | 0 | 26.349 | 0 | 20.631 | 49.02
2030W44H09:00 | 0 | 0 | 0 | 0 | 0 | 2.346 | 0 | 37.8 | 0 | 17.684 | 57.83
2030W44H10:00 | 0 | 0 | 0 | 0 | 0 | 0 | 0 | 20.229 | 0 | 38.571 | 58.8
2030W44H11:00 | 0 | 0 | 0 | 0 | 0 | 2.55 | 0 | 42 | 0 | 15.52 | 60.07
2030W44H12:00 | 0 | 0 | 0 | 0 | 0 | 0 | 0 | 39.2 | 0 | 17.34 | 56.54
2030W44H13:00 | 0 | 0 | 0 | 0 | 0 | 0 | 0 | 39.9 | 0 | 15.5894 | 55.4894
2030W44H14:00 | 0 | 0 | 0 | 0 | 0 | 0 | 0 | 36.4 | 0 | 11.62 | 48.02
2030W44H15:00 | 0 | 0 | 0 | 0 | 0 | 1.938 | 0 | 5.31 | 0 | 41.262 | 48.51
2030W44H16:00 | 0 | 0 | 0 | 0 | 0 | 0.918 | 0 | 11.595 | 0 | 36.777 | 49.29
2030W44H17:00 | 3 | 0 | 0 | 0 | 0 | 0 | 20.657 | 0 | 0 | 26.013 | 49.67
2030W44H18:00 | 0 | 0 | 0 | 0 | 0 | 0 | 28.347 | 0 | 0 | 26.013 | 54.36
2030W44H19:00 | 0 | 0 | 0 | 0 | 0 | 0 | 22.134 | 0 | 0 | 34.086 | 56.22
2030W44H20:00 | 0 | 0 | 0 | 0 | 0 | 0 | 18.184 | 0 | 0 | 34.086 | 52.27
2030W44H21:00 | 0 | 0 | 0 | 0 | 0 | 0 | 16.363 | 0 | 0 | 36.777 | 53.14
2030W44H22:00 | 0 | 0 | 0 | 0 | 0 | 0 | 6.283 | 0 | 0 | 36.777 | 43.06
2030W44H23:00 | 0 | 0 | 0 | 0 | 0 | 0 | 3.02 | 0 | 0 | 35.88 | 38.9
2030W45H00:00 | 0 | 0 | 0 | 0 | 0 | 0 | 0 | 0 | 0 | 34.9 | 34.9
2030W45H01:00 | 0 | 0 | 0 | 0 | 0 | 0 | 0 | 0 | 0 | 32.12 | 32.12
2030W45H02:00 | 0 | 0 | 0 | 0 | 0 | 0 | 0 | 0 | 0 | 30.7894 | 30.7894
2030W45H03:00 | 0 | 0 | 0 | 0 | 0 | 0 | 0 | 0 | 0 | 29.89 | 29.89
2030W45H04:00 | 0 | 0 | 0 | 0 | 0 | 0 | 0 | 0 | 0 | 33.06 | 33.06
2030W45H05:00 | 2.55 | 0 | 0 | 0 | 0 | 0 | 3.114 | 0 | 0 | 25.116 | 30.78
2030W45H06:00 | 0 | 0 | 0 | 0 | 0 | 0 | 0 | 0 | 0 | 38.33 | 38.33
2030W45H07:00 | 3 | 0 | 0 | 0 | 0 | 0.051 | 19.731 | 0.7 | 0 | 21.528 | 45.01
2030W45H08:00 | 0 | 0 | 0 | 0 | 0 | 1.989 | 0 | 18.0284 | 0 | 32.292 | 52.3094
2030W45H09:00 | 0 | 0 | 0 | 0 | 0 | 0 | 0 | 36.4 | 0 | 19.44 | 55.84
2030W45H10:00 | 0 | 0 | 0 | 0 | 0 | 0 | 0 | 39.9 | 0 | 17.64 | 57.54
2030W45H11:00 | 0 | 0 | 0 | 0 | 0 | 2.652 | 0 | 41.3 | 0 | 13.558 | 57.51
2030W45H12:00 | 0 | 0 | 0 | 0 | 0 | 2.652 | 0 | 0 | 0 | 49.668 | 52.32
2030W45H13:00 | 0 | 0 | 0 | 0 | 0 | 0 | 0 | 42 | 0 | 11.97 | 53.97
2030W45H14:00 | 0 | 0 | 0 | 0 | 0 | 2.193 | 0 | 35 | 0 | 17.507 | 54.7
2030W45H15:00 | 0 | 0 | 0 | 0 | 0 | 0 | 0 | 30.8 | 0 | 19.87 | 50.67
2030W45H16:00 | 0 | 0 | 0 | 0 | 0 | 0.867 | 0 | 14 | 0 | 36.943 | 51.81
2030W45H17:00 | 3 | 0 | 0 | 0 | 0 | 0 | 10.982 | 0 | 0 | 39.468 | 53.45
2030W45H18:00 | 0 | 0 | 0 | 0 | 0 | 0 | 13.088 | 0 | 0 | 41.262 | 54.35
2030W45H19:00 | 0 | 0 | 0 | 0 | 0 | 0 | 8.375 | 0 | 0 | 49.335 | 57.71
2030W45H20:00 | 0 | 0 | 0 | 0 | 0 | 0 | 0 | 0 | 0 | 59.03 | 59.03
2030W45H21:00 | 2.55 | 0 | 0 | 0 | 0 | 0 | 11.008 | 0 | 0 | 41.262 | 54.82
2030W45H22:00 | 0 | 0 | 0 | 0 | 0 | 0 | 0 | 0 | 0 | 44.43 | 44.43
2030W45H23:00 | 0 | 0 | 0 | 0 | 0 | 0 | 0 | 0 | 0 | 38.69 | 38.69
2030W46H00:00 | 0 | 0 | 0 | 0 | 0 | 0 | 20.279 | 0 | 0 | 20.631 | 40.91
2030W46H01:00 | 0 | 0 | 0 | 0 | 0 | 0 | 7.91 | 0 | 0 | 26.91 | 34.82
2030W46H02:00 | 0 | 0 | 0 | 0 | 0 | 0 | 3.486 | 0 | 0 | 28.704 | 32.19
2030W46H03:00 | 0 | 0 | 0 | 0 | 0 | 0 | 10.542 | 0 | 0 | 21.528 | 32.07
2030W46H04:00 | 0 | 0 | 0 | 0 | 0 | 0 | 3.933 | 0 | 0 | 27.807 | 31.74
2030W46H05:00 | 0 | 0 | 0 | 0 | 0 | 0 | 3.032 | 0 | 0 | 30.498 | 33.53
2030W46H06:00 | 0 | 0 | 0 | 0 | 0 | 0 | 17.615 | 0 | 0 | 22.425 | 40.04
2030W46H07:00 | 0 | 0 | 0 | 0 | 0 | 0.051 | 22.903 | 0.7 | 0 | 25.116 | 48.77
2030W46H08:00 | 0 | 0 | 0 | 0 | 0 | 0 | 0 | 21.203 | 0 | 36.777 | 57.98
2030W46H09:00 | 0 | 0 | 0 | 0 | 0 | 2.295 | 0 | 37.1 | 0 | 21.735 | 61.13
2030W46H10:00 | 0 | 0 | 0 | 0 | 0 | 0 | 0 | 36.4 | 0 | 26.77 | 63.17
2030W46H11:00 | 0 | 0 | 0 | 0 | 0 | 2.499 | 0 | 4.371 | 0 | 53.82 | 60.69
2030W46H12:00 | 0 | 0 | 0 | 0 | 0 | 0 | 0 | 39.2 | 0 | 19.54 | 58.74
2030W46H13:00 | 0 | 0 | 0 | 0 | 0 | 2.346 | 0 | 2.457 | 0 | 54.717 | 59.52
2030W46H14:00 | 0 | 0 | 0 | 0 | 0 | 0 | 0 | 30.8 | 0 | 30.76 | 61.56
2030W46H15:00 | 0 | 0 | 0 | 0 | 0 | 0 | 0 | 27.3 | 0 | 29.6494 | 56.9494
2030W46H16:00 | 0 | 0 | 0 | 0 | 0 | 0.204 | 13.315 | 3.5 | 0 | 38.571 | 55.59
2030W46H17:00 | 0 | 0 | 0 | 0 | 0 | 0 | 30.052 | 0 | 0 | 30.498 | 60.55
2030W46H18:00 | 3 | 0 | 0 | 0 | 1.907 | 0 | 35 | 0 | 0 | 26.013 | 65.92
2030W46H19:00 | 0 | 0 | 0 | 0 | 6.428 | 0 | 35 | 0 | 0 | 23.322 | 64.75
2030W46H20:00 | 0 | 0 | 0 | 0 | 0 | 0 | 35 | 0 | 0 | 32.292 | 67.292
2030W46H21:00 | 0 | 0 | 0 | 0 | 4.651 | 0 | 35 | 0 | 0 | 24.219 | 63.87
2030W46H22:00 | 0.9197 | 0 | 0 | 0 | 10.1833 | 0 | 35 | 0 | 0 | 9.867 | 55.97
2030W46H23:00 | 0 | 0 | 0 | 0 | 0 | 0 | 20.191 | 0 | 0 | 24.219 | 44.41
2030W47H00:00 | 0 | 0 | 0 | 0 | 0 | 0 | 14.816 | 0 | 0 | 28.704 | 43.52
2030W47H01:00 | 0 | 0 | 0 | 0 | 0 | 0 | 13.148 | 0 | 0 | 23.322 | 36.47
2030W47H02:00 | 0 | 0 | 0 | 0 | 0 | 0 | 16.057 | 0 | 0 | 17.043 | 33.1
2030W47H03:00 | 0 | 0 | 0 | 0 | 0 | 0 | 14.05 | 0 | 0 | 17.94 | 31.99
2030W47H04:00 | 0 | 0 | 0 | 0 | 0 | 0 | 14.033 | 0 | 0 | 18.837 | 32.87
2030W47H05:00 | 0 | 0 | 0 | 0 | 0 | 0 | 21.105 | 0 | 0 | 13.455 | 34.56
2030W47H06:00 | 0 | 0 | 0 | 0 | 0 | 0 | 19.5484 | 0 | 0 | 20.631 | 40.1794
2030W47H07:00 | 3 | 0 | 0 | 0 | 4.366 | 0 | 35 | 0.7 | 0 | 10.764 | 53.83
2030W47H08:00 | 0 | 0 | 0 | 0 | 0 | 1.53 | 15.705 | 25.2 | 0 | 13.455 | 55.89
2030W47H09:00 | 0 | 0 | 0 | 0 | 0 | 1.887 | 10.977 | 31.5 | 0 | 16.146 | 60.51
2030W47H10:00 | 0 | 0 | 0 | 0 | 0 | 2.193 | 1.233 | 33.6 | 0 | 28.704 | 65.73
2030W47H11:00 | 0 | 0 | 0 | 0 | 0 | 2.142 | 2.84 | 34.3 | 0 | 21.528 | 60.81
2030W47H12:00 | 0 | 0 | 0 | 0 | 0 | 2.142 | 0 | 35.7 | 0 | 25.188 | 63.03
2030W47H13:00 | 2.1 | 0 | 0 | 0 | 0 | 2.04 | 0 | 33.6 | 0 | 21.57 | 59.31
2030W47H14:00 | 0 | 0 | 0 | 0 | 0 | 0 | 0 | 28 | 0 | 32.54 | 60.54
2030W47H15:00 | 0 | 0 | 0 | 0 | 0 | 1.479 | 3.001 | 24.5 | 0 | 26.91 | 55.89
2030W47H16:00 | 0 | 0 | 0 | 0 | 0 | 0 | 29.758 | 0 | 0 | 23.322 | 53.08
2030W47H17:00 | 0.15 | 0 | 0 | 0 | 0 | 0 | 35 | 0 | 0 | 26.91 | 62.06
2030W47H18:00 | 2.85 | 0 | 0 | 0 | 1.585 | 0 | 35 | 0 | 0 | 22.425 | 61.86
2030W47H19:00 | 0 | 0 | 0 | 0 | 0.325 | 0 | 35 | 0 | 0 | 31.395 | 66.72
2030W47H20:00 | 0 | 0 | 0 | 0 | 8 | 0 | 35 | 0 | 0 | 26.91 | 69.91
2030W47H21:00 | 0 | 0 | 0 | 0 | 10.557 | 0 | 35 | 0 | 0 | 17.043 | 62.6
2030W47H22:00 | 0 | 0 | 0 | 0 | 4.881 | 0 | 35 | 0 | 0 | 15.249 | 55.13
2030W47H23:00 | 0 | 0 | 0 | 0 | 1.032 | 0 | 35 | 0 | 0 | 12.558 | 48.59
2030W48H00:00 | 0 | 0 | 0 | 0 | 0 | 0 | 9.983 | 0 | 0 | 27.807 | 37.79
2030W48H01:00 | 0 | 0 | 0 | 0 | 0 | 0 | 5.352 | 0 | 0 | 30.498 | 35.85
2030W48H02:00 | 0 | 0 | 0 | 0 | 0 | 0 | 1.285 | 0 | 0 | 31.395 | 32.68
2030W48H03:00 | 0 | 0 | 0 | 0 | 0 | 0 | 0 | 0 | 0 | 35.05 | 35.05
2030W48H04:00 | 0 | 0 | 0 | 0 | 0 | 0 | 5.354 | 0 | 0 | 25.116 | 30.47
2030W48H05:00 | 0 | 0 | 0 | 0 | 0 | 0 | 0 | 0 | 0 | 33.189 | 33.189
2030W48H06:00 | 2.9487 | 0 | 0 | 0 | 0 | 0 | 2.5324 | 0 | 0 | 33.189 | 38.67
2030W48H07:00 | 0 | 0 | 0 | 0 | 0 | 0 | 23.677 | 0 | 0 | 26.013 | 49.69
2030W48H08:00 | 0 | 0 | 0 | 0 | 0 | 1.581 | 0 | 24.615 | 0 | 28.704 | 54.9
2030W48H09:00 | 0 | 0 | 0 | 0 | 0 | 1.938 | 0 | 32.2 | 0 | 24.802 | 58.94
2030W48H10:00 | 0 | 0 | 0 | 0 | 0 | 2.142 | 0 | 34.3 | 0 | 21.528 | 57.97
2030W48H11:00 | 0 | 0 | 0 | 0 | 0 | 1.989 | 0 | 32.9 | 0 | 18.861 | 53.75
2030W48H12:00 | 0 | 0 | 0 | 0 | 0 | 2.193 | 0 | 33.6 | 0 | 23.367 | 59.16
2030W48H13:00 | 0 | 0 | 0 | 0 | 0 | 1.938 | 0 | 32.2 | 0 | 18.972 | 53.11
2030W48H14:00 | 0 | 0 | 0 | 0 | 0 | 1.683 | 0 | 25.9 | 0 | 27.8964 | 55.4794
2030W48H15:00 | 0 | 0 | 0 | 0 | 0 | 1.326 | 0 | 20.409 | 0 | 31.395 | 53.13
2030W48H16:00 | 3 | 0 | 0 | 0 | 0 | 0 | 16.995 | 0 | 0 | 31.395 | 51.39
2030W48H17:00 | 0 | 0 | 0 | 0 | 0 | 0 | 22.185 | 0 | 0 | 31.395 | 53.58
2030W48H18:00 | 0 | 0 | 0 | 0 | 0 | 0 | 23.964 | 0 | 0 | 34.086 | 58.05
2030W48H19:00 | 0 | 0 | 0 | 0 | 0 | 0 | 30.897 | 0 | 0 | 26.013 | 56.91
2030W48H20:00 | 0 | 0 | 0 | 0 | 0 | 0 | 27.097 | 0 | 0 | 34.983 | 62.08
2030W48H21:00 | 0 | 0 | 0 | 0 | 0 | 0 | 16.218 | 0 | 0 | 41.262 | 57.48
2030W48H22:00 | 0 | 0 | 0 | 0 | 0 | 0 | 14.239 | 0 | 0 | 38.571 | 52.81
2030W48H23:00 | 0 | 0 | 0 | 0 | 0 | 0 | 7.523 | 0 | 0 | 36.777 | 44.3
2030W49H00:00 | 0 | 0 | 0 | 0 | 0 | 0 | 16.401 | 0 | 0 | 24.219 | 40.62
2030W49H01:00 | 0 | 0 | 0 | 0 | 0 | 0 | 8.187 | 0 | 0 | 26.013 | 34.2
2030W49H02:00 | 0 | 0 | 0 | 0 | 0 | 0 | 6.697 | 0 | 0 | 26.013 | 32.71
2030W49H03:00 | 0 | 0 | 0 | 0 | 0 | 0 | 2.846 | 0 | 0 | 28.704 | 31.55
2030W49H04:00 | 0 | 0 | 0 | 0 | 0 | 0 | 1.429 | 0 | 0 | 29.601 | 31.03
2030W49H05:00 | 0 | 0 | 0 | 0 | 0 | 0 | 7.574 | 0 | 0 | 25.116 | 32.69
2030W49H06:00 | 0 | 0 | 0 | 0 | 0 | 0 | 12.927 | 0 | 0 | 26.013 | 38.94
2030W49H07:00 | 0 | 0 | 0 | 0 | 0 | 0 | 21.314 | 0 | 0 | 25.116 | 46.43
2030W49H08:00 | 0 | 0 | 0 | 0 | 0 | 1.632 | 1.628 | 28 | 0 | 26.91 | 58.17
2030W49H09:00 | 0 | 0 | 0 | 0 | 0 | 1.938 | 4.62 | 31.5 | 0 | 23.322 | 61.38
2030W49H10:00 | 0 | 0 | 0 | 0 | 0 | 2.244 | 0 | 25.3364 | 0 | 33.189 | 60.7694
2030W49H11:00 | 0 | 0 | 0 | 0 | 0 | 2.346 | 0 | 36.4 | 0 | 21.744 | 60.49
2030W49H12:00 | 0 | 0 | 0 | 0 | 0 | 0 | 0 | 37.1 | 0 | 22.79 | 59.89
2030W49H13:00 | 0 | 0 | 0 | 0 | 0 | 2.448 | 0 | 39.9 | 0 | 14.532 | 56.88
2030W49H14:00 | 0 | 0 | 0 | 0 | 0 | 2.091 | 0.868 | 32.2 | 0 | 20.631 | 55.79
2030W49H15:00 | 0 | 0 | 0 | 0 | 0 | 1.683 | 4.185 | 27.3 | 0 | 23.322 | 56.49
2030W49H16:00 | 0 | 0 | 0 | 0 | 0 | 0 | 32.596 | 0 | 0 | 19.734 | 52.33
2030W49H17:00 | 0 | 0 | 0 | 0 | 8.791 | 0 | 35 | 0 | 0 | 15.249 | 59.04
2030W49H18:00 | 3 | 0 | 0 | 0 | 7.698 | 0 | 35 | 0 | 0 | 14.352 | 60.05
2030W49H19:00 | 0 | 0 | 0 | 0 | 13.721 | 0 | 35 | 0 | 0 | 15.249 | 63.97
2030W49H20:00 | 0 | 0 | 0 | 0 | 15.641 | 0 | 35 | 0 | 0 | 15.249 | 65.89
2030W49H21:00 | 0 | 0 | 0 | 0 | 13.785 | 0 | 35 | 0 | 0 | 13.455 | 62.24
2030W49H22:00 | 0 | 0 | 0 | 0 | 3.838 | 0 | 35 | 0 | 0 | 14.352 | 53.19
2030W49H23:00 | 0 | 0 | 0 | 0 | 0 | 0 | 28.277 | 0 | 0 | 17.043 | 45.32
2030W50H00:00 | 0 | 0 | 0 | 0 | 0 | 0 | 7.571 | 0 | 0 | 33.189 | 40.76
2030W50H01:00 | 0 | 0 | 0 | 0 | 0 | 0 | 0 | 0 | 0 | 38 | 38
2030W50H02:00 | 0 | 0 | 0 | 0 | 0 | 0 | 0 | 0 | 0 | 33.0794 | 33.0794
2030W50H03:00 | 0 | 0 | 0 | 0 | 0 | 0 | 0 | 0 | 0 | 32.23 | 32.23
2030W50H04:00 | 0 | 0 | 0 | 0 | 0 | 0 | 0 | 0 | 0 | 33.38 | 33.38
2030W50H05:00 | 0 | 0 | 0 | 0 | 0 | 0 | 0 | 0 | 0 | 33.44 | 33.44
2030W50H06:00 | 0 | 0 | 0 | 0 | 0 | 0 | 0 | 0 | 0 | 40.95 | 40.95
2030W50H07:00 | 3 | 0 | 0 | 0 | 0 | 0 | 19.274 | 0 | 0 | 34.086 | 56.36
2030W50H08:00 | 0 | 0 | 0 | 0 | 0 | 1.683 | 0 | 24.957 | 0 | 35.88 | 62.52
2030W50H09:00 | 0 | 0 | 0 | 0 | 0 | 0 | 0 | 33.6 | 0 | 32.91 | 66.51
2030W50H10:00 | 0 | 0 | 0 | 0 | 0 | 2.295 | 0 | 1.712 | 0 | 61.893 | 65.9
2030W50H11:00 | 0 | 0 | 0 | 0 | 0 | 2.346 | 0 | 0 | 0 | 60.444 | 62.79
2030W50H12:00 | 2.55 | 0 | 0 | 0 | 0 | 2.244 | 0 | 36.4 | 0 | 14.726 | 55.92
2030W50H13:00 | 0 | 0 | 0 | 0 | 0 | 2.142 | 0 | 33.6 | 0 | 22.508 | 58.25
2030W50H14:00 | 0 | 0 | 0 | 0 | 0 | 0 | 0 | 0 | 0 | 59.88 | 59.88
2030W50H15:00 | 0 | 0 | 0 | 0 | 0 | 1.479 | 0 | 23.8 | 0 | 30.0104 | 55.2894
2030W50H16:00 | 0 | 0 | 0 | 0 | 0 | 0 | 18.253 | 0 | 0 | 36.777 | 55.03
2030W50H17:00 | 0 | 0 | 0 | 0 | 0 | 0 | 22.157 | 0 | 0 | 34.983 | 57.14
2030W50H18:00 | 3 | 0 | 0 | 0 | 1.934 | 0 | 35 | 0 | 0 | 25.116 | 65.05
2030W50H19:00 | 0 | 0 | 0 | 0 | 0 | 0 | 28.587 | 0 | 0 | 34.983 | 63.57
2030W50H20:00 | 0 | 0 | 0 | 0 | 0 | 0 | 19.267 | 0 | 0 | 43.953 | 63.22
2030W50H21:00 | 0 | 0 | 0 | 0 | 0 | 0 | 17.05 | 0 | 0 | 44.85 | 61.9
2030W50H22:00 | 0 | 0 | 0 | 0 | 0 | 0 | 10.724 | 0 | 0 | 43.056 | 53.78
2030W50H23:00 | 0 | 0 | 0 | 0 | 0 | 0 | 12.451 | 0 | 0 | 33.189 | 45.64
2030W51H00:00 | 0 | 0 | 0 | 0 | 0 | 0 | 0 | 0 | 0 | 38.41 | 38.41
2030W51H01:00 | 0 | 0 | 0 | 0 | 0 | 0 | 0 | 0 | 0 | 34.62 | 34.62
2030W51H02:00 | 0 | 0 | 0 | 0 | 0 | 0 | 0 | 0 | 0 | 32.99 | 32.99
2030W51H03:00 | 0 | 0 | 0 | 0 | 0 | 0 | 0 | 0 | 0 | 33.38 | 33.38
2030W51H04:00 | 2.1 | 0 | 0 | 0 | 0 | 0 | 0 | 0 | 0 | 31.82 | 33.92
2030W51H05:00 | 0 | 0 | 0 | 0 | 0 | 0 | 0 | 0 | 0 | 32.91 | 32.91
2030W51H06:00 | 0 | 0 | 0 | 0 | 0 | 0 | 0 | 0 | 0 | 39.6 | 39.6
2030W51H07:00 | 0 | 0 | 0 | 0 | 0 | 0 | 17.538 | 0 | 0 | 32.292 | 49.83
2030W51H08:00 | 3 | 0 | 0 | 0 | 0 | 0.306 | 20.434 | 4.9 | 0 | 26.91 | 55.55
2030W51H09:00 | 0 | 0 | 0 | 0 | 0 | 0.253 | 0 | 30.1 | 0 | 27.807 | 58.16
2030W51H10:00 | 0 | 0 | 0 | 0 | 0 | 0 | 0 | 20.72 | 0 | 35.88 | 56.6
2030W51H11:00 | 0 | 0 | 0 | 0 | 0 | 2.04 | 0 | 33.6 | 0 | 21.66 | 57.3
2030W51H12:00 | 0 | 0 | 0 | 0 | 0 | 2.193 | 0 | 34.3 | 0 | 19.557 | 56.05
2030W51H13:00 | 0 | 0 | 0 | 0 | 0 | 2.142 | 0 | 35 | 0 | 18.918 | 56.06
2030W51H14:00 | 0 | 0 | 0 | 0 | 0 | 1.836 | 0 | 30.1 | 0 | 18.314 | 50.25
2030W51H15:00 | 0 | 0 | 0 | 0 | 0 | 1.275 | 0 | 21.7 | 0 | 29.4444 | 52.4194
2030W51H16:00 | 2.55 | 0 | 0 | 0 | 0 | 0 | 0 | 0 | 0 | 52.7 | 55.25
2030W51H17:00 | 3 | 0 | 0 | 0 | 0 | 0 | 9.711 | 0 | 0 | 42.159 | 54.87
2030W51H18:00 | 0 | 0 | 0 | 0 | 0 | 0 | 10.5 | 0 | 0 | 44.85 | 55.35
2030W51H19:00 | 0 | 0 | 0 | 0 | 0 | 0 | 13.943 | 0 | 0 | 45.747 | 59.69
2030W51H20:00 | 0 | 0 | 0 | 0 | 0 | 0 | 8.027 | 0 | 0 | 52.923 | 60.95
2030W51H21:00 | 0 | 0 | 0 | 0 | 0 | 0 | 15.994 | 0 | 0 | 43.056 | 59.05
2030W51H22:00 | 0 | 0 | 0 | 0 | 0 | 0 | 10.331 | 0 | 0 | 42.159 | 52.49
2030W51H23:00 | 0 | 0 | 0 | 0 | 0 | 0 | 0 | 0 | 0 | 42.24 | 42.24
2030W52H00:00 | 0 | 0 | 0 | 0 | 0 | 0 | 22.048 | 0 | 0 | 14.352 | 36.4
2030W52H01:00 | 0 | 0 | 0 | 0 | 0 | 0 | 16.984 | 0 | 0 | 16.146 | 33.13
2030W52H02:00 | 0 | 0 | 0 | 0 | 0 | 0 | 16.727 | 0 | 0 | 17.043 | 33.77
2030W52H03:00 | 0 | 0 | 0 | 0 | 0 | 0 | 21.403 | 0 | 0 | 9.867 | 31.27
2030W52H04:00 | 0 | 0 | 0 | 0 | 0 | 0 | 25.708 | 0 | 0 | 5.382 | 31.09
2030W52H05:00 | 0 | 0 | 0 | 0 | 0 | 0 | 28.2074 | 0 | 0 | 5.382 | 33.5894
2030W52H06:00 | 0 | 0 | 0 | 0 | 0 | 0 | 32.488 | 0 | 0 | 5.382 | 37.87
2030W52H07:00 | 3 | 0 | 0 | 0 | 1.699 | 0 | 35 | 0 | 0 | 2.691 | 42.39
2030W52H08:00 | 0 | 0 | 0 | 0 | 8.811 | 0.102 | 35 | 1.4 | 0 | 0.897 | 46.21
2030W52H09:00 | 0 | 0 | 0 | 0 | 0 | 2.142 | 15.898 | 33.6 | 0 | 0 | 51.64
2030W52H10:00 | 0 | 0 | 0 | 0 | 0 | 2.193 | 7.05 | 36.4 | 0 | 9.867 | 55.51
2030W52H11:00 | 0 | 0 | 0 | 0 | 0 | 0.69 | 0 | 37.8 | 0 | 17.94 | 56.43
2030W52H12:00 | 0 | 0 | 0 | 0 | 0 | 0 | 0 | 37.1 | 0 | 15.54 | 52.64
2030W52H13:00 | 0 | 0 | 0 | 0 | 0 | 2.346 | 0 | 28.508 | 0 | 25.116 | 55.97
2030W52H14:00 | 0 | 0 | 0 | 0 | 0 | 0 | 0 | 13.7694 | 0 | 35.88 | 49.6494
2030W52H15:00 | 0 | 0 | 0 | 0 | 0 | 1.734 | 0 | 11.67 | 0 | 34.086 | 47.49
2030W52H16:00 | 0 | 0 | 0 | 0 | 0 | 0 | 21.474 | 0 | 0 | 25.116 | 46.59
2030W52H17:00 | 0 | 0 | 0 | 0 | 0 | 0 | 33.293 | 0 | 0 | 18.837 | 52.13
2030W52H18:00 | 3 | 0 | 0 | 0 | 6.668 | 0 | 35 | 0 | 0 | 14.352 | 59.02
2030W52H19:00 | 0 | 0 | 0 | 0 | 10.028 | 0 | 35 | 0 | 0 | 14.352 | 59.38
2030W52H20:00 | 0 | 0 | 0 | 0 | 4.7 | 0 | 35 | 0 | 0 | 17.94 | 57.64
2030W52H21:00 | 0 | 0 | 0 | 0 | 4.678 | 0 | 35 | 0 | 0 | 14.352 | 54.03
2030W52H22:00 | 0 | 0 | 0 | 0 | 0 | 0 | 34.685 | 0 | 0 | 13.455 | 48.14
2030W52H23:00 | 0 | 0 | 0 | 0 | 0 | 0 | 30.718 | 0 | 0 | 14.352 | 45.07

## fuel_supply_curves (hidden)
regional_fuel_market | fuel | tier | period | unit_cost | max_avail_at_cost | fixed_cost | max_age
Menorca_diesel | diesel | base | 2021
Menorca_diesel | diesel | base | 2022
Menorca_diesel | diesel | base | 2023
Menorca_diesel | diesel | base | 2024
Menorca_diesel | diesel | base | 2025
Menorca_diesel | diesel | base | 2026
Menorca_diesel | diesel | base | 2027
Menorca_diesel | diesel | base | 2028
Menorca_diesel | diesel | base | 2029
Menorca_diesel | diesel | base | 2030
Menorca_fueloil | fueloil | base | 2021
Menorca_fueloil | fueloil | base | 2022
Menorca_fueloil | fueloil | base | 2023
Menorca_fueloil | fueloil | base | 2024
Menorca_fueloil | fueloil | base | 2025
Menorca_fueloil | fueloil | base | 2026
Menorca_fueloil | fueloil | base | 2027
Menorca_fueloil | fueloil | base | 2028
Menorca_fueloil | fueloil | base | 2029
Menorca_fueloil | fueloil | base | 2030
Menorca_gas | gas | base | 2021
Menorca_gas | gas | base | 2022
Menorca_gas | gas | base | 2023
Menorca_gas | gas | base | 2024
Menorca_gas | gas | base | 2025
Menorca_gas | gas | base | 2026
Menorca_gas | gas | base | 2027
Menorca_gas | gas | base | 2028
Menorca_gas | gas | base | 2029
Menorca_gas | gas | base | 2030
Menorca_biomass | biomass | base | 2021
Menorca_biomass | biomass | base | 2022
Menorca_biomass | biomass | base | 2023
Menorca_biomass | biomass | base | 2024
Menorca_biomass | biomass | base | 2025
Menorca_biomass | biomass | base | 2026
Menorca_biomass | biomass | base | 2027
Menorca_biomass | biomass | base | 2028
Menorca_biomass | biomass | base | 2029
Menorca_biomass | biomass | base | 2030
Menorca_biogas | biogas | base | 2021
Menorca_biogas | biogas | base | 2022
Menorca_biogas | biogas | base | 2023
Menorca_biogas | biogas | base | 2024
Menorca_biogas | biogas | base | 2025
Menorca_biogas | biogas | base | 2026
Menorca_biogas | biogas | base | 2027
Menorca_biogas | biogas | base | 2028
Menorca_biogas | biogas | base | 2029
Menorca_biogas | biogas | base | 2030
Menorca_biodiesel | biodiesel | base | 2021
Menorca_biodiesel | biodiesel | base | 2022
Menorca_biodiesel | biodiesel | base | 2023
Menorca_biodiesel | biodiesel | base | 2024
Menorca_biodiesel | biodiesel | base | 2025
Menorca_biodiesel | biodiesel | base | 2026
Menorca_biodiesel | biodiesel | base | 2027
Menorca_biodiesel | biodiesel | base | 2028
Menorca_biodiesel | biodiesel | base | 2029
Menorca_biodiesel | biodiesel | base | 2030

## Hawaii (hidden)
GENERATION_PROJECT | build_year | gen_overnight_cost | gen_storage_energy_overnight_cost | gen_fixed_om
Oahu_AES | 1992 | 1850000 | . | 0
Oahu_Airport_DSG | 2013 | 530587.2445 | . | 0
Oahu_Battery_4 | 2020 | 1813835.2618 | 0 | 19470
Oahu_Battery_4 | 2025 | 1338821.0735 | 0 | 19470
Oahu_Battery_4 | 2030 | 1086689.1117 | 0 | 19470
Oahu_Battery_4 | 2035 | 929115.7227 | 0 | 19470
Oahu_Battery_4 | 2040 | 816590.6426 | 0 | 19470
Oahu_Battery_4 | 2045 | 729618.531 | 0 | 19470
Oahu_Battery_6 | 2020 | 2184423.7804 | 0 | 27490
Oahu_Battery_6 | 2025 | 1612206.2928 | 0 | 27490
Oahu_Battery_6 | 2030 | 1308700.8658 | 0 | 27490
Oahu_Battery_6 | 2035 | 1118643.93 | 0 | 27490
Oahu_Battery_6 | 2040 | 983427.9965 | 0 | 27490
Oahu_Battery_6 | 2045 | 879238.0174 | 0 | 27490
Oahu_Battery_Conting | 2020 | 501877.4159 | 0 | 5420
Oahu_Battery_Conting | 2025 | 355996.9521 | 0 | 5420
Oahu_Battery_Conting | 2030 | 281214.8884 | 0 | 5420
Oahu_Battery_Conting | 2035 | 235841.491 | 0 | 5420
Oahu_Battery_Conting | 2040 | 205288.1504 | 0 | 5420
Oahu_Battery_Conting | 2045 | 182404.6328 | 0 | 5420
Oahu_Battery_Reg | 2020 | 728141.2601 | 0 | 7610
Oahu_Battery_Reg | 2025 | 522923.7526 | 0 | 7610
Oahu_Battery_Reg | 2030 | 416758.9067 | 0 | 7610
Oahu_Battery_Reg | 2035 | 351980.9563 | 0 | 7610
Oahu_Battery_Reg | 2040 | 306954.6629 | 0 | 7610
Oahu_Battery_Reg | 2045 | 273606.9491 | 0 | 7610
Oahu_CC_152 | 2020 | 1622023.114 | . | 17290
Oahu_CC_152 | 2025 | 1583249.6029 | . | 17290
Oahu_CC_152 | 2030 | 1550966.3236 | . | 17290
Oahu_CC_152 | 2035 | 1526913.3388 | . | 17290
Oahu_CC_152 | 2040 | 1510660.1033 | . | 17290
Oahu_CC_152 | 2045 | 1511097.2028 | . | 17290
Oahu_CIP_CT | 2009 | 530587.2445 | . | 0
Oahu_CentralTrackingPV_PV_01 | 2020 | 2506345.1734 | . | 27400
Oahu_CentralTrackingPV_PV_01 | 2025 | 2153676.3377 | . | 27400
Oahu_CentralTrackingPV_PV_01 | 2030 | 1925018.9395 | . | 27400
Oahu_CentralTrackingPV_PV_01 | 2035 | 1737692.2333 | . | 27400
Oahu_CentralTrackingPV_PV_01 | 2040 | 1568594.5917 | . | 27400
Oahu_CentralTrackingPV_PV_01 | 2045 | 1415952.1152 | . | 27400
Oahu_CentralTrackingPV_PV_02 | 2020 | 2506345.1734 | . | 27400
Oahu_CentralTrackingPV_PV_02 | 2025 | 2153676.3377 | . | 27400
Oahu_CentralTrackingPV_PV_02 | 2030 | 1925018.9395 | . | 27400
Oahu_CentralTrackingPV_PV_02 | 2035 | 1737692.2333 | . | 27400
Oahu_CentralTrackingPV_PV_02 | 2040 | 1568594.5917 | . | 27400
Oahu_CentralTrackingPV_PV_02 | 2045 | 1415952.1152 | . | 27400
Oahu_CentralTrackingPV_PV_03 | 2020 | 2506345.1734 | . | 27400
Oahu_CentralTrackingPV_PV_03 | 2025 | 2153676.3377 | . | 27400
Oahu_CentralTrackingPV_PV_03 | 2030 | 1925018.9395 | . | 27400
Oahu_CentralTrackingPV_PV_03 | 2035 | 1737692.2333 | . | 27400
Oahu_CentralTrackingPV_PV_03 | 2040 | 1568594.5917 | . | 27400
Oahu_CentralTrackingPV_PV_03 | 2045 | 1415952.1152 | . | 27400
Oahu_CentralTrackingPV_PV_04 | 2020 | 2506345.1734 | . | 27400
Oahu_CentralTrackingPV_PV_04 | 2025 | 2153676.3377 | . | 27400
Oahu_CentralTrackingPV_PV_04 | 2030 | 1925018.9395 | . | 27400
Oahu_CentralTrackingPV_PV_04 | 2035 | 1737692.2333 | . | 27400
Oahu_CentralTrackingPV_PV_04 | 2040 | 1568594.5917 | . | 27400
Oahu_CentralTrackingPV_PV_04 | 2045 | 1415952.1152 | . | 27400
Oahu_CentralTrackingPV_PV_05 | 2020 | 2506345.1734 | . | 27400
Oahu_CentralTrackingPV_PV_05 | 2025 | 2153676.3377 | . | 27400
Oahu_CentralTrackingPV_PV_05 | 2030 | 1925018.9395 | . | 27400
Oahu_CentralTrackingPV_PV_05 | 2035 | 1737692.2333 | . | 27400
Oahu_CentralTrackingPV_PV_05 | 2040 | 1568594.5917 | . | 27400
Oahu_CentralTrackingPV_PV_05 | 2045 | 1415952.1152 | . | 27400
Oahu_CentralTrackingPV_PV_06 | 2020 | 2506345.1734 | . | 27400
Oahu_CentralTrackingPV_PV_06 | 2025 | 2153676.3377 | . | 27400
Oahu_CentralTrackingPV_PV_06 | 2030 | 1925018.9395 | . | 27400
Oahu_CentralTrackingPV_PV_06 | 2035 | 1737692.2333 | . | 27400
Oahu_CentralTrackingPV_PV_06 | 2040 | 1568594.5917 | . | 27400
Oahu_CentralTrackingPV_PV_06 | 2045 | 1415952.1152 | . | 27400
Oahu_CentralTrackingPV_PV_07 | 2020 | 2506345.1734 | . | 27400
Oahu_CentralTrackingPV_PV_07 | 2025 | 2153676.3377 | . | 27400
Oahu_CentralTrackingPV_PV_07 | 2030 | 1925018.9395 | . | 27400
Oahu_CentralTrackingPV_PV_07 | 2035 | 1737692.2333 | . | 27400
Oahu_CentralTrackingPV_PV_07 | 2040 | 1568594.5917 | . | 27400
Oahu_CentralTrackingPV_PV_07 | 2045 | 1415952.1152 | . | 27400
Oahu_CentralTrackingPV_PV_08 | 2020 | 2506345.1734 | . | 27400
Oahu_CentralTrackingPV_PV_08 | 2025 | 2153676.3377 | . | 27400
Oahu_CentralTrackingPV_PV_08 | 2030 | 1925018.9395 | . | 27400
Oahu_CentralTrackingPV_PV_08 | 2035 | 1737692.2333 | . | 27400
Oahu_CentralTrackingPV_PV_08 | 2040 | 1568594.5917 | . | 27400
Oahu_CentralTrackingPV_PV_08 | 2045 | 1415952.1152 | . | 27400
Oahu_CentralTrackingPV_PV_09 | 2020 | 2506345.1734 | . | 27400
Oahu_CentralTrackingPV_PV_09 | 2025 | 2153676.3377 | . | 27400
Oahu_CentralTrackingPV_PV_09 | 2030 | 1925018.9395 | . | 27400
Oahu_CentralTrackingPV_PV_09 | 2035 | 1737692.2333 | . | 27400
Oahu_CentralTrackingPV_PV_09 | 2040 | 1568594.5917 | . | 27400
Oahu_CentralTrackingPV_PV_09 | 2045 | 1415952.1152 | . | 27400
Oahu_CentralTrackingPV_PV_10 | 2020 | 2506345.1734 | . | 27400
Oahu_CentralTrackingPV_PV_10 | 2025 | 2153676.3377 | . | 27400
Oahu_CentralTrackingPV_PV_10 | 2030 | 1925018.9395 | . | 27400
Oahu_CentralTrackingPV_PV_10 | 2035 | 1737692.2333 | . | 27400
Oahu_CentralTrackingPV_PV_10 | 2040 | 1568594.5917 | . | 27400
Oahu_CentralTrackingPV_PV_10 | 2045 | 1415952.1152 | . | 27400
Oahu_CentralTrackingPV_PV_11 | 2020 | 2506345.1734 | . | 27400
Oahu_CentralTrackingPV_PV_11 | 2025 | 2153676.3377 | . | 27400
Oahu_CentralTrackingPV_PV_11 | 2030 | 1925018.9395 | . | 27400
Oahu_CentralTrackingPV_PV_11 | 2035 | 1737692.2333 | . | 27400
Oahu_CentralTrackingPV_PV_11 | 2040 | 1568594.5917 | . | 27400
Oahu_CentralTrackingPV_PV_11 | 2045 | 1415952.1152 | . | 27400
Oahu_CentralTrackingPV_PV_12 | 2020 | 2506345.1734 | . | 27400
Oahu_CentralTrackingPV_PV_12 | 2025 | 2153676.3377 | . | 27400
Oahu_CentralTrackingPV_PV_12 | 2030 | 1925018.9395 | . | 27400
Oahu_CentralTrackingPV_PV_12 | 2035 | 1737692.2333 | . | 27400
Oahu_CentralTrackingPV_PV_12 | 2040 | 1568594.5917 | . | 27400
Oahu_CentralTrackingPV_PV_12 | 2045 | 1415952.1152 | . | 27400
Oahu_CentralTrackingPV_PV_13 | 2020 | 2506345.1734 | . | 27400
Oahu_CentralTrackingPV_PV_13 | 2025 | 2153676.3377 | . | 27400
Oahu_CentralTrackingPV_PV_13 | 2030 | 1925018.9395 | . | 27400
Oahu_CentralTrackingPV_PV_13 | 2035 | 1737692.2333 | . | 27400
Oahu_CentralTrackingPV_PV_13 | 2040 | 1568594.5917 | . | 27400
Oahu_CentralTrackingPV_PV_13 | 2045 | 1415952.1152 | . | 27400
Oahu_CentralTrackingPV_PV_14 | 2020 | 2506345.1734 | . | 27400
Oahu_CentralTrackingPV_PV_14 | 2025 | 2153676.3377 | . | 27400
Oahu_CentralTrackingPV_PV_14 | 2030 | 1925018.9395 | . | 27400
Oahu_CentralTrackingPV_PV_14 | 2035 | 1737692.2333 | . | 27400
Oahu_CentralTrackingPV_PV_14 | 2040 | 1568594.5917 | . | 27400
Oahu_CentralTrackingPV_PV_14 | 2045 | 1415952.1152 | . | 27400
Oahu_CentralTrackingPV_PV_15 | 2020 | 2506345.1734 | . | 27400
Oahu_CentralTrackingPV_PV_15 | 2025 | 2153676.3377 | . | 27400
Oahu_CentralTrackingPV_PV_15 | 2030 | 1925018.9395 | . | 27400
Oahu_CentralTrackingPV_PV_15 | 2035 | 1737692.2333 | . | 27400
Oahu_CentralTrackingPV_PV_15 | 2040 | 1568594.5917 | . | 27400
Oahu_CentralTrackingPV_PV_15 | 2045 | 1415952.1152 | . | 27400
Oahu_CentralTrackingPV_PV_16 | 2020 | 2506345.1734 | . | 27400
Oahu_CentralTrackingPV_PV_16 | 2025 | 2153676.3377 | . | 27400
Oahu_CentralTrackingPV_PV_16 | 2030 | 1925018.9395 | . | 27400
Oahu_CentralTrackingPV_PV_16 | 2035 | 1737692.2333 | . | 27400
Oahu_CentralTrackingPV_PV_16 | 2040 | 1568594.5917 | . | 27400
Oahu_CentralTrackingPV_PV_16 | 2045 | 1415952.1152 | . | 27400
Oahu_CentralTrackingPV_PV_17 | 2020 | 2506345.1734 | . | 27400
Oahu_CentralTrackingPV_PV_17 | 2025 | 2153676.3377 | . | 27400
Oahu_CentralTrackingPV_PV_17 | 2030 | 1925018.9395 | . | 27400
Oahu_CentralTrackingPV_PV_17 | 2035 | 1737692.2333 | . | 27400
Oahu_CentralTrackingPV_PV_17 | 2040 | 1568594.5917 | . | 27400
Oahu_CentralTrackingPV_PV_17 | 2045 | 1415952.1152 | . | 27400
Oahu_CentralTrackingPV_PV_18 | 2020 | 2506345.1734 | . | 27400
Oahu_CentralTrackingPV_PV_18 | 2025 | 2153676.3377 | . | 27400
Oahu_CentralTrackingPV_PV_18 | 2030 | 1925018.9395 | . | 27400
Oahu_CentralTrackingPV_PV_18 | 2035 | 1737692.2333 | . | 27400
Oahu_CentralTrackingPV_PV_18 | 2040 | 1568594.5917 | . | 27400
Oahu_CentralTrackingPV_PV_18 | 2045 | 1415952.1152 | . | 27400
Oahu_FlatDistPV_Oahu_FlatDistPV_0 | 2016 | 3945000 | . | 0
Oahu_FlatDistPV_Oahu_FlatDistPV_0 | 2020 | 3128586.4886 | . | 0
Oahu_FlatDistPV_Oahu_FlatDistPV_0 | 2025 | 2612915.4285 | . | 0
Oahu_FlatDistPV_Oahu_FlatDistPV_0 | 2030 | 2284773.5948 | . | 0
Oahu_FlatDistPV_Oahu_FlatDistPV_0 | 2035 | 2062009.8939 | . | 0
Oahu_FlatDistPV_Oahu_FlatDistPV_0 | 2040 | 1861279.23 | . | 0
Oahu_FlatDistPV_Oahu_FlatDistPV_0 | 2045 | 1680387.777 | . | 0
Oahu_FlatDistPV_Oahu_FlatDistPV_1 | 2020 | 3128586.4886 | . | 0
Oahu_FlatDistPV_Oahu_FlatDistPV_1 | 2025 | 2612915.4285 | . | 0
Oahu_FlatDistPV_Oahu_FlatDistPV_1 | 2030 | 2284773.5948 | . | 0
Oahu_FlatDistPV_Oahu_FlatDistPV_1 | 2035 | 2062009.8939 | . | 0
Oahu_FlatDistPV_Oahu_FlatDistPV_1 | 2040 | 1861279.23 | . | 0
Oahu_FlatDistPV_Oahu_FlatDistPV_1 | 2045 | 1680387.777 | . | 0
Oahu_FlatDistPV_Oahu_FlatDistPV_2 | 2016 | 3945000 | . | 0
Oahu_FlatDistPV_Oahu_FlatDistPV_2 | 2020 | 3128586.4886 | . | 0
Oahu_FlatDistPV_Oahu_FlatDistPV_2 | 2025 | 2612915.4285 | . | 0
Oahu_FlatDistPV_Oahu_FlatDistPV_2 | 2030 | 2284773.5948 | . | 0
Oahu_FlatDistPV_Oahu_FlatDistPV_2 | 2035 | 2062009.8939 | . | 0
Oahu_FlatDistPV_Oahu_FlatDistPV_2 | 2040 | 1861279.23 | . | 0
Oahu_FlatDistPV_Oahu_FlatDistPV_2 | 2045 | 1680387.777 | . | 0
Oahu_FlatDistPV_Oahu_FlatDistPV_3 | 2016 | 3945000 | . | 0
Oahu_FlatDistPV_Oahu_FlatDistPV_3 | 2020 | 3128586.4886 | . | 0
Oahu_FlatDistPV_Oahu_FlatDistPV_3 | 2025 | 2612915.4285 | . | 0
Oahu_FlatDistPV_Oahu_FlatDistPV_3 | 2030 | 2284773.5948 | . | 0
Oahu_FlatDistPV_Oahu_FlatDistPV_3 | 2035 | 2062009.8939 | . | 0
Oahu_FlatDistPV_Oahu_FlatDistPV_3 | 2040 | 1861279.23 | . | 0
Oahu_FlatDistPV_Oahu_FlatDistPV_3 | 2045 | 1680387.777 | . | 0
Oahu_H-Power | 1989 | 1850000 | . | 0
Oahu_Honolulu_8 | 1954 | 530587.2445 | . | 0
Oahu_Honolulu_9 | 1957 | 530587.2445 | . | 0
Oahu_IC_Barge | 2020 | 1323131.3691 | . | 34460
Oahu_IC_Barge | 2025 | 1323491.0613 | . | 34460
Oahu_IC_Barge | 2030 | 1323501.6494 | . | 34460
Oahu_IC_Barge | 2035 | 1323134.8904 | . | 34460
Oahu_IC_Barge | 2040 | 1323619.7886 | . | 34460
Oahu_IC_Barge | 2045 | 1323327.7279 | . | 34460
Oahu_IC_MCBH | 2020 | 3090410.2844 | . | 34460
Oahu_IC_MCBH | 2025 | 3003830.742 | . | 34460
Oahu_IC_MCBH | 2030 | 2933671.1074 | . | 34460
Oahu_IC_MCBH | 2035 | 2885673.8321 | . | 34460
Oahu_IC_MCBH | 2040 | 2855786.2696 | . | 34460
Oahu_IC_MCBH | 2045 | 2855884.2992 | . | 34460
Oahu_IC_Schofield | 2018 | 2451935.8811 | . | 34460
Oahu_IC_Schofield | 2020 | 2424654.5287 | . | 34460
Oahu_IC_Schofield | 2025 | 2357415.2236 | . | 34460
Oahu_IC_Schofield | 2030 | 2301911.3442 | . | 34460
Oahu_IC_Schofield | 2035 | 2264363.3181 | . | 34460
Oahu_IC_Schofield | 2040 | 2241225.2353 | . | 34460
Oahu_IC_Schofield | 2045 | 2241311.8274 | . | 34460
Oahu_Kahe_1 | 1963 | 530587.2445 | . | 0
Oahu_Kahe_2 | 1964 | 530587.2445 | . | 0
Oahu_Kahe_3 | 1970 | 530587.2445 | . | 0
Oahu_Kahe_4 | 1972 | 530587.2445 | . | 0
Oahu_Kahe_5 | 1974 | 530587.2445 | . | 0
Oahu_Kahe_6 | 1981 | 530587.2445 | . | 0
Oahu_Kalaeloa_CC1 | 1989 | 1850000 | . | 0
Oahu_Kalaeloa_CC2 | 1991 | 1850000 | . | 0
Oahu_Kalaeloa_CC3 | 1991 | 1850000 | . | 0
Oahu_OffshoreWind_OffWind | 2020 | 5615998.9724 | . | 96710
Oahu_OffshoreWind_OffWind | 2025 | 4758399.6609 | . | 96710
Oahu_OffshoreWind_OffWind | 2030 | 4401066.6145 | . | 96710
Oahu_OffshoreWind_OffWind | 2035 | 4222400.0912 | . | 96710
Oahu_OffshoreWind_OffWind | 2040 | 4043733.568 | . | 96710
Oahu_OffshoreWind_OffWind | 2045 | 3882933.6971 | . | 96710
Oahu_OnshoreWind_OnWind_101 | 2020 | 2309475.4411 | . | 27400
Oahu_OnshoreWind_OnWind_101 | 2025 | 2317920.0378 | . | 27400
Oahu_OnshoreWind_OnWind_101 | 2030 | 2233664.8675 | . | 27400
Oahu_OnshoreWind_OnWind_101 | 2035 | 2144407.8266 | . | 27400
Oahu_OnshoreWind_OnWind_101 | 2040 | 2066733.9994 | . | 27400
Oahu_OnshoreWind_OnWind_101 | 2045 | 1986498.1419 | . | 27400
Oahu_OnshoreWind_OnWind_102 | 2020 | 2309475.4411 | . | 27400
Oahu_OnshoreWind_OnWind_102 | 2025 | 2317920.0378 | . | 27400
Oahu_OnshoreWind_OnWind_102 | 2030 | 2233664.8675 | . | 27400
Oahu_OnshoreWind_OnWind_102 | 2035 | 2144407.8266 | . | 27400
Oahu_OnshoreWind_OnWind_102 | 2040 | 2066733.9994 | . | 27400
Oahu_OnshoreWind_OnWind_102 | 2045 | 1986498.1419 | . | 27400
Oahu_OnshoreWind_OnWind_103 | 2020 | 2309475.4411 | . | 27400
Oahu_OnshoreWind_OnWind_103 | 2025 | 2317920.0378 | . | 27400
Oahu_OnshoreWind_OnWind_103 | 2030 | 2233664.8675 | . | 27400
Oahu_OnshoreWind_OnWind_103 | 2035 | 2144407.8266 | . | 27400
Oahu_OnshoreWind_OnWind_103 | 2040 | 2066733.9994 | . | 27400
Oahu_OnshoreWind_OnWind_103 | 2045 | 1986498.1419 | . | 27400
Oahu_OnshoreWind_OnWind_104 | 2020 | 2309475.4411 | . | 27400
Oahu_OnshoreWind_OnWind_104 | 2025 | 2317920.0378 | . | 27400
Oahu_OnshoreWind_OnWind_104 | 2030 | 2233664.8675 | . | 27400
Oahu_OnshoreWind_OnWind_104 | 2035 | 2144407.8266 | . | 27400
Oahu_OnshoreWind_OnWind_104 | 2040 | 2066733.9994 | . | 27400
Oahu_OnshoreWind_OnWind_104 | 2045 | 1986498.1419 | . | 27400
Oahu_OnshoreWind_OnWind_105 | 2020 | 2309475.4411 | . | 27400
Oahu_OnshoreWind_OnWind_105 | 2025 | 2317920.0378 | . | 27400
Oahu_OnshoreWind_OnWind_105 | 2030 | 2233664.8675 | . | 27400
Oahu_OnshoreWind_OnWind_105 | 2035 | 2144407.8266 | . | 27400
Oahu_OnshoreWind_OnWind_105 | 2040 | 2066733.9994 | . | 27400
Oahu_OnshoreWind_OnWind_105 | 2045 | 1986498.1419 | . | 27400
Oahu_OnshoreWind_OnWind_106 | 2020 | 2309475.4411 | . | 27400
Oahu_OnshoreWind_OnWind_106 | 2025 | 2317920.0378 | . | 27400
Oahu_OnshoreWind_OnWind_106 | 2030 | 2233664.8675 | . | 27400
Oahu_OnshoreWind_OnWind_106 | 2035 | 2144407.8266 | . | 27400
Oahu_OnshoreWind_OnWind_106 | 2040 | 2066733.9994 | . | 27400
Oahu_OnshoreWind_OnWind_106 | 2045 | 1986498.1419 | . | 27400
Oahu_OnshoreWind_OnWind_107 | 2020 | 2309475.4411 | . | 27400
Oahu_OnshoreWind_OnWind_107 | 2025 | 2317920.0378 | . | 27400
Oahu_OnshoreWind_OnWind_107 | 2030 | 2233664.8675 | . | 27400
Oahu_OnshoreWind_OnWind_107 | 2035 | 2144407.8266 | . | 27400
Oahu_OnshoreWind_OnWind_107 | 2040 | 2066733.9994 | . | 27400
Oahu_OnshoreWind_OnWind_107 | 2045 | 1986498.1419 | . | 27400
Oahu_OnshoreWind_OnWind_201 | 2020 | 2309475.4411 | . | 27400
Oahu_OnshoreWind_OnWind_201 | 2025 | 2317920.0378 | . | 27400
Oahu_OnshoreWind_OnWind_201 | 2030 | 2233664.8675 | . | 27400
Oahu_OnshoreWind_OnWind_201 | 2035 | 2144407.8266 | . | 27400
Oahu_OnshoreWind_OnWind_201 | 2040 | 2066733.9994 | . | 27400
Oahu_OnshoreWind_OnWind_201 | 2045 | 1986498.1419 | . | 27400
Oahu_OnshoreWind_OnWind_202 | 2020 | 2309475.4411 | . | 27400
Oahu_OnshoreWind_OnWind_202 | 2025 | 2317920.0378 | . | 27400
Oahu_OnshoreWind_OnWind_202 | 2030 | 2233664.8675 | . | 27400
Oahu_OnshoreWind_OnWind_202 | 2035 | 2144407.8266 | . | 27400
Oahu_OnshoreWind_OnWind_202 | 2040 | 2066733.9994 | . | 27400
Oahu_OnshoreWind_OnWind_202 | 2045 | 1986498.1419 | . | 27400
Oahu_OnshoreWind_OnWind_203 | 2020 | 2309475.4411 | . | 27400
Oahu_OnshoreWind_OnWind_203 | 2025 | 2317920.0378 | . | 27400
Oahu_OnshoreWind_OnWind_203 | 2030 | 2233664.8675 | . | 27400
Oahu_OnshoreWind_OnWind_203 | 2035 | 2144407.8266 | . | 27400
Oahu_OnshoreWind_OnWind_203 | 2040 | 2066733.9994 | . | 27400
Oahu_OnshoreWind_OnWind_203 | 2045 | 1986498.1419 | . | 27400
Oahu_OnshoreWind_OnWind_204 | 2020 | 2309475.4411 | . | 27400
Oahu_OnshoreWind_OnWind_204 | 2025 | 2317920.0378 | . | 27400
Oahu_OnshoreWind_OnWind_204 | 2030 | 2233664.8675 | . | 27400
Oahu_OnshoreWind_OnWind_204 | 2035 | 2144407.8266 | . | 27400
Oahu_OnshoreWind_OnWind_204 | 2040 | 2066733.9994 | . | 27400
Oahu_OnshoreWind_OnWind_204 | 2045 | 1986498.1419 | . | 27400
Oahu_OnshoreWind_OnWind_205 | 2020 | 2309475.4411 | . | 27400
Oahu_OnshoreWind_OnWind_205 | 2025 | 2317920.0378 | . | 27400
Oahu_OnshoreWind_OnWind_205 | 2030 | 2233664.8675 | . | 27400
Oahu_OnshoreWind_OnWind_205 | 2035 | 2144407.8266 | . | 27400
Oahu_OnshoreWind_OnWind_205 | 2040 | 2066733.9994 | . | 27400
Oahu_OnshoreWind_OnWind_205 | 2045 | 1986498.1419 | . | 27400
Oahu_OnshoreWind_OnWind_206 | 2020 | 2309475.4411 | . | 27400
Oahu_OnshoreWind_OnWind_206 | 2025 | 2317920.0378 | . | 27400
Oahu_OnshoreWind_OnWind_206 | 2030 | 2233664.8675 | . | 27400
Oahu_OnshoreWind_OnWind_206 | 2035 | 2144407.8266 | . | 27400
Oahu_OnshoreWind_OnWind_206 | 2040 | 2066733.9994 | . | 27400
Oahu_OnshoreWind_OnWind_206 | 2045 | 1986498.1419 | . | 27400
Oahu_OnshoreWind_OnWind_207 | 2020 | 2309475.4411 | . | 27400
Oahu_OnshoreWind_OnWind_207 | 2025 | 2317920.0378 | . | 27400
Oahu_OnshoreWind_OnWind_207 | 2030 | 2233664.8675 | . | 27400
Oahu_OnshoreWind_OnWind_207 | 2035 | 2144407.8266 | . | 27400
Oahu_OnshoreWind_OnWind_207 | 2040 | 2066733.9994 | . | 27400
Oahu_OnshoreWind_OnWind_207 | 2045 | 1986498.1419 | . | 27400
Oahu_OnshoreWind_OnWind_208 | 2020 | 2309475.4411 | . | 27400
Oahu_OnshoreWind_OnWind_208 | 2025 | 2317920.0378 | . | 27400
Oahu_OnshoreWind_OnWind_208 | 2030 | 2233664.8675 | . | 27400
Oahu_OnshoreWind_OnWind_208 | 2035 | 2144407.8266 | . | 27400
Oahu_OnshoreWind_OnWind_208 | 2040 | 2066733.9994 | . | 27400
Oahu_OnshoreWind_OnWind_208 | 2045 | 1986498.1419 | . | 27400
Oahu_OnshoreWind_OnWind_209 | 2020 | 2309475.4411 | . | 27400
Oahu_OnshoreWind_OnWind_209 | 2025 | 2317920.0378 | . | 27400
Oahu_OnshoreWind_OnWind_209 | 2030 | 2233664.8675 | . | 27400
Oahu_OnshoreWind_OnWind_209 | 2035 | 2144407.8266 | . | 27400
Oahu_OnshoreWind_OnWind_209 | 2040 | 2066733.9994 | . | 27400
Oahu_OnshoreWind_OnWind_209 | 2045 | 1986498.1419 | . | 27400
Oahu_OnshoreWind_OnWind_301 | 2020 | 2309475.4411 | . | 27400
Oahu_OnshoreWind_OnWind_301 | 2025 | 2317920.0378 | . | 27400
Oahu_OnshoreWind_OnWind_301 | 2030 | 2233664.8675 | . | 27400
Oahu_OnshoreWind_OnWind_301 | 2035 | 2144407.8266 | . | 27400
Oahu_OnshoreWind_OnWind_301 | 2040 | 2066733.9994 | . | 27400
Oahu_OnshoreWind_OnWind_301 | 2045 | 1986498.1419 | . | 27400
Oahu_OnshoreWind_OnWind_302 | 2020 | 2309475.4411 | . | 27400
Oahu_OnshoreWind_OnWind_302 | 2025 | 2317920.0378 | . | 27400
Oahu_OnshoreWind_OnWind_302 | 2030 | 2233664.8675 | . | 27400
Oahu_OnshoreWind_OnWind_302 | 2035 | 2144407.8266 | . | 27400
Oahu_OnshoreWind_OnWind_302 | 2040 | 2066733.9994 | . | 27400
Oahu_OnshoreWind_OnWind_302 | 2045 | 1986498.1419 | . | 27400
Oahu_OnshoreWind_OnWind_303 | 2020 | 2309475.4411 | . | 27400
Oahu_OnshoreWind_OnWind_303 | 2025 | 2317920.0378 | . | 27400
Oahu_OnshoreWind_OnWind_303 | 2030 | 2233664.8675 | . | 27400
Oahu_OnshoreWind_OnWind_303 | 2035 | 2144407.8266 | . | 27400
Oahu_OnshoreWind_OnWind_303 | 2040 | 2066733.9994 | . | 27400
Oahu_OnshoreWind_OnWind_303 | 2045 | 1986498.1419 | . | 27400
Oahu_OnshoreWind_OnWind_304 | 2020 | 2309475.4411 | . | 27400
Oahu_OnshoreWind_OnWind_304 | 2025 | 2317920.0378 | . | 27400
Oahu_OnshoreWind_OnWind_304 | 2030 | 2233664.8675 | . | 27400
Oahu_OnshoreWind_OnWind_304 | 2035 | 2144407.8266 | . | 27400
Oahu_OnshoreWind_OnWind_304 | 2040 | 2066733.9994 | . | 27400
Oahu_OnshoreWind_OnWind_304 | 2045 | 1986498.1419 | . | 27400
Oahu_OnshoreWind_OnWind_305 | 2020 | 2309475.4411 | . | 27400
Oahu_OnshoreWind_OnWind_305 | 2025 | 2317920.0378 | . | 27400
Oahu_OnshoreWind_OnWind_305 | 2030 | 2233664.8675 | . | 27400
Oahu_OnshoreWind_OnWind_305 | 2035 | 2144407.8266 | . | 27400
Oahu_OnshoreWind_OnWind_305 | 2040 | 2066733.9994 | . | 27400
Oahu_OnshoreWind_OnWind_305 | 2045 | 1986498.1419 | . | 27400
Oahu_OnshoreWind_OnWind_306 | 2020 | 2309475.4411 | . | 27400
Oahu_OnshoreWind_OnWind_306 | 2025 | 2317920.0378 | . | 27400
Oahu_OnshoreWind_OnWind_306 | 2030 | 2233664.8675 | . | 27400
Oahu_OnshoreWind_OnWind_306 | 2035 | 2144407.8266 | . | 27400
Oahu_OnshoreWind_OnWind_306 | 2040 | 2066733.9994 | . | 27400
Oahu_OnshoreWind_OnWind_306 | 2045 | 1986498.1419 | . | 27400
Oahu_OnshoreWind_OnWind_307 | 2020 | 2309475.4411 | . | 27400
Oahu_OnshoreWind_OnWind_307 | 2025 | 2317920.0378 | . | 27400
Oahu_OnshoreWind_OnWind_307 | 2030 | 2233664.8675 | . | 27400
Oahu_OnshoreWind_OnWind_307 | 2035 | 2144407.8266 | . | 27400
Oahu_OnshoreWind_OnWind_307 | 2040 | 2066733.9994 | . | 27400
Oahu_OnshoreWind_OnWind_307 | 2045 | 1986498.1419 | . | 27400
Oahu_OnshoreWind_OnWind_308 | 2020 | 2309475.4411 | . | 27400
Oahu_OnshoreWind_OnWind_308 | 2025 | 2317920.0378 | . | 27400
Oahu_OnshoreWind_OnWind_308 | 2030 | 2233664.8675 | . | 27400
Oahu_OnshoreWind_OnWind_308 | 2035 | 2144407.8266 | . | 27400
Oahu_OnshoreWind_OnWind_308 | 2040 | 2066733.9994 | . | 27400
Oahu_OnshoreWind_OnWind_308 | 2045 | 1986498.1419 | . | 27400
Oahu_OnshoreWind_OnWind_309 | 2020 | 2309475.4411 | . | 27400
Oahu_OnshoreWind_OnWind_309 | 2025 | 2317920.0378 | . | 27400
Oahu_OnshoreWind_OnWind_309 | 2030 | 2233664.8675 | . | 27400
Oahu_OnshoreWind_OnWind_309 | 2035 | 2144407.8266 | . | 27400
Oahu_OnshoreWind_OnWind_309 | 2040 | 2066733.9994 | . | 27400
Oahu_OnshoreWind_OnWind_309 | 2045 | 1986498.1419 | . | 27400
Oahu_OnshoreWind_OnWind_401 | 2020 | 2309475.4411 | . | 27400
Oahu_OnshoreWind_OnWind_401 | 2025 | 2317920.0378 | . | 27400
Oahu_OnshoreWind_OnWind_401 | 2030 | 2233664.8675 | . | 27400
Oahu_OnshoreWind_OnWind_401 | 2035 | 2144407.8266 | . | 27400
Oahu_OnshoreWind_OnWind_401 | 2040 | 2066733.9994 | . | 27400
Oahu_OnshoreWind_OnWind_401 | 2045 | 1986498.1419 | . | 27400
Oahu_OnshoreWind_OnWind_402 | 2020 | 2309475.4411 | . | 27400
Oahu_OnshoreWind_OnWind_402 | 2025 | 2317920.0378 | . | 27400
Oahu_OnshoreWind_OnWind_402 | 2030 | 2233664.8675 | . | 27400
Oahu_OnshoreWind_OnWind_402 | 2035 | 2144407.8266 | . | 27400
Oahu_OnshoreWind_OnWind_402 | 2040 | 2066733.9994 | . | 27400
Oahu_OnshoreWind_OnWind_402 | 2045 | 1986498.1419 | . | 27400
Oahu_OnshoreWind_OnWind_403 | 2020 | 2309475.4411 | . | 27400
Oahu_OnshoreWind_OnWind_403 | 2025 | 2317920.0378 | . | 27400
Oahu_OnshoreWind_OnWind_403 | 2030 | 2233664.8675 | . | 27400
Oahu_OnshoreWind_OnWind_403 | 2035 | 2144407.8266 | . | 27400
Oahu_OnshoreWind_OnWind_403 | 2040 | 2066733.9994 | . | 27400
Oahu_OnshoreWind_OnWind_403 | 2045 | 1986498.1419 | . | 27400
Oahu_OnshoreWind_OnWind_404 | 2020 | 2309475.4411 | . | 27400
Oahu_OnshoreWind_OnWind_404 | 2025 | 2317920.0378 | . | 27400
Oahu_OnshoreWind_OnWind_404 | 2030 | 2233664.8675 | . | 27400
Oahu_OnshoreWind_OnWind_404 | 2035 | 2144407.8266 | . | 27400
Oahu_OnshoreWind_OnWind_404 | 2040 | 2066733.9994 | . | 27400
Oahu_OnshoreWind_OnWind_404 | 2045 | 1986498.1419 | . | 27400
Oahu_OnshoreWind_OnWind_405 | 2020 | 2309475.4411 | . | 27400
Oahu_OnshoreWind_OnWind_405 | 2025 | 2317920.0378 | . | 27400
Oahu_OnshoreWind_OnWind_405 | 2030 | 2233664.8675 | . | 27400
Oahu_OnshoreWind_OnWind_405 | 2035 | 2144407.8266 | . | 27400
Oahu_OnshoreWind_OnWind_405 | 2040 | 2066733.9994 | . | 27400
Oahu_OnshoreWind_OnWind_405 | 2045 | 1986498.1419 | . | 27400
Oahu_OnshoreWind_OnWind_406 | 2020 | 2309475.4411 | . | 27400
Oahu_OnshoreWind_OnWind_406 | 2025 | 2317920.0378 | . | 27400
Oahu_OnshoreWind_OnWind_406 | 2030 | 2233664.8675 | . | 27400
Oahu_OnshoreWind_OnWind_406 | 2035 | 2144407.8266 | . | 27400
Oahu_OnshoreWind_OnWind_406 | 2040 | 2066733.9994 | . | 27400
Oahu_OnshoreWind_OnWind_406 | 2045 | 1986498.1419 | . | 27400
Oahu_OnshoreWind_OnWind_407 | 2020 | 2309475.4411 | . | 27400
Oahu_OnshoreWind_OnWind_407 | 2025 | 2317920.0378 | . | 27400
Oahu_OnshoreWind_OnWind_407 | 2030 | 2233664.8675 | . | 27400
Oahu_OnshoreWind_OnWind_407 | 2035 | 2144407.8266 | . | 27400
Oahu_OnshoreWind_OnWind_407 | 2040 | 2066733.9994 | . | 27400
Oahu_OnshoreWind_OnWind_407 | 2045 | 1986498.1419 | . | 27400
Oahu_OnshoreWind_OnWind_408 | 2020 | 2309475.4411 | . | 27400
Oahu_OnshoreWind_OnWind_408 | 2025 | 2317920.0378 | . | 27400
Oahu_OnshoreWind_OnWind_408 | 2030 | 2233664.8675 | . | 27400
Oahu_OnshoreWind_OnWind_408 | 2035 | 2144407.8266 | . | 27400
Oahu_OnshoreWind_OnWind_408 | 2040 | 2066733.9994 | . | 27400
Oahu_OnshoreWind_OnWind_408 | 2045 | 1986498.1419 | . | 27400
Oahu_OnshoreWind_OnWind_409 | 2020 | 2309475.4411 | . | 27400
Oahu_OnshoreWind_OnWind_409 | 2025 | 2317920.0378 | . | 27400
Oahu_OnshoreWind_OnWind_409 | 2030 | 2233664.8675 | . | 27400
Oahu_OnshoreWind_OnWind_409 | 2035 | 2144407.8266 | . | 27400
Oahu_OnshoreWind_OnWind_409 | 2040 | 2066733.9994 | . | 27400
Oahu_OnshoreWind_OnWind_409 | 2045 | 1986498.1419 | . | 27400
Oahu_OnshoreWind_OnWind_410 | 2020 | 2309475.4411 | . | 27400
Oahu_OnshoreWind_OnWind_410 | 2025 | 2317920.0378 | . | 27400
Oahu_OnshoreWind_OnWind_410 | 2030 | 2233664.8675 | . | 27400
Oahu_OnshoreWind_OnWind_410 | 2035 | 2144407.8266 | . | 27400
Oahu_OnshoreWind_OnWind_410 | 2040 | 2066733.9994 | . | 27400
Oahu_OnshoreWind_OnWind_410 | 2045 | 1986498.1419 | . | 27400
Oahu_OnshoreWind_OnWind_501 | 2020 | 2309475.4411 | . | 27400
Oahu_OnshoreWind_OnWind_501 | 2025 | 2317920.0378 | . | 27400
Oahu_OnshoreWind_OnWind_501 | 2030 | 2233664.8675 | . | 27400
Oahu_OnshoreWind_OnWind_501 | 2035 | 2144407.8266 | . | 27400
Oahu_OnshoreWind_OnWind_501 | 2040 | 2066733.9994 | . | 27400
Oahu_OnshoreWind_OnWind_501 | 2045 | 1986498.1419 | . | 27400
Oahu_OnshoreWind_OnWind_502 | 2020 | 2309475.4411 | . | 27400
Oahu_OnshoreWind_OnWind_502 | 2025 | 2317920.0378 | . | 27400
Oahu_OnshoreWind_OnWind_502 | 2030 | 2233664.8675 | . | 27400
Oahu_OnshoreWind_OnWind_502 | 2035 | 2144407.8266 | . | 27400
Oahu_OnshoreWind_OnWind_502 | 2040 | 2066733.9994 | . | 27400
Oahu_OnshoreWind_OnWind_502 | 2045 | 1986498.1419 | . | 27400
Oahu_OnshoreWind_OnWind_503 | 2020 | 2309475.4411 | . | 27400
Oahu_OnshoreWind_OnWind_503 | 2025 | 2317920.0378 | . | 27400
Oahu_OnshoreWind_OnWind_503 | 2030 | 2233664.8675 | . | 27400
Oahu_OnshoreWind_OnWind_503 | 2035 | 2144407.8266 | . | 27400
Oahu_OnshoreWind_OnWind_503 | 2040 | 2066733.9994 | . | 27400
Oahu_OnshoreWind_OnWind_503 | 2045 | 1986498.1419 | . | 27400
Oahu_OnshoreWind_OnWind_504 | 2020 | 2309475.4411 | . | 27400
Oahu_OnshoreWind_OnWind_504 | 2025 | 2317920.0378 | . | 27400
Oahu_OnshoreWind_OnWind_504 | 2030 | 2233664.8675 | . | 27400
Oahu_OnshoreWind_OnWind_504 | 2035 | 2144407.8266 | . | 27400
Oahu_OnshoreWind_OnWind_504 | 2040 | 2066733.9994 | . | 27400
Oahu_OnshoreWind_OnWind_504 | 2045 | 1986498.1419 | . | 27400
Oahu_OnshoreWind_OnWind_505 | 2020 | 2309475.4411 | . | 27400
Oahu_OnshoreWind_OnWind_505 | 2025 | 2317920.0378 | . | 27400
Oahu_OnshoreWind_OnWind_505 | 2030 | 2233664.8675 | . | 27400
Oahu_OnshoreWind_OnWind_505 | 2035 | 2144407.8266 | . | 27400
Oahu_OnshoreWind_OnWind_505 | 2040 | 2066733.9994 | . | 27400
Oahu_OnshoreWind_OnWind_505 | 2045 | 1986498.1419 | . | 27400
Oahu_OnshoreWind_OnWind_506 | 2020 | 2309475.4411 | . | 27400
Oahu_OnshoreWind_OnWind_506 | 2025 | 2317920.0378 | . | 27400
Oahu_OnshoreWind_OnWind_506 | 2030 | 2233664.8675 | . | 27400
Oahu_OnshoreWind_OnWind_506 | 2035 | 2144407.8266 | . | 27400
Oahu_OnshoreWind_OnWind_506 | 2040 | 2066733.9994 | . | 27400
Oahu_OnshoreWind_OnWind_506 | 2045 | 1986498.1419 | . | 27400
Oahu_OnshoreWind_OnWind_507 | 2020 | 2309475.4411 | . | 27400
Oahu_OnshoreWind_OnWind_507 | 2025 | 2317920.0378 | . | 27400
Oahu_OnshoreWind_OnWind_507 | 2030 | 2233664.8675 | . | 27400
Oahu_OnshoreWind_OnWind_507 | 2035 | 2144407.8266 | . | 27400
Oahu_OnshoreWind_OnWind_507 | 2040 | 2066733.9994 | . | 27400
Oahu_OnshoreWind_OnWind_507 | 2045 | 1986498.1419 | . | 27400
Oahu_OnshoreWind_OnWind_508 | 2020 | 2309475.4411 | . | 27400
Oahu_OnshoreWind_OnWind_508 | 2025 | 2317920.0378 | . | 27400
Oahu_OnshoreWind_OnWind_508 | 2030 | 2233664.8675 | . | 27400
Oahu_OnshoreWind_OnWind_508 | 2035 | 2144407.8266 | . | 27400
Oahu_OnshoreWind_OnWind_508 | 2040 | 2066733.9994 | . | 27400
Oahu_OnshoreWind_OnWind_508 | 2045 | 1986498.1419 | . | 27400
Oahu_OnshoreWind_OnWind_509 | 2020 | 2309475.4411 | . | 27400
Oahu_OnshoreWind_OnWind_509 | 2025 | 2317920.0378 | . | 27400
Oahu_OnshoreWind_OnWind_509 | 2030 | 2233664.8675 | . | 27400
Oahu_OnshoreWind_OnWind_509 | 2035 | 2144407.8266 | . | 27400
Oahu_OnshoreWind_OnWind_509 | 2040 | 2066733.9994 | . | 27400
Oahu_OnshoreWind_OnWind_509 | 2045 | 1986498.1419 | . | 27400
Oahu_OnshoreWind_OnWind_Kahuku | 2011 | 2190181.6436 | . | 0
Oahu_OnshoreWind_OnWind_Kahuku | 2020 | 2309475.4411 | . | 27400
Oahu_OnshoreWind_OnWind_Kahuku | 2025 | 2317920.0378 | . | 27400
Oahu_OnshoreWind_OnWind_Kahuku | 2030 | 2233664.8675 | . | 27400
Oahu_OnshoreWind_OnWind_Kahuku | 2035 | 2144407.8266 | . | 27400
Oahu_OnshoreWind_OnWind_Kahuku | 2040 | 2066733.9994 | . | 27400
Oahu_OnshoreWind_OnWind_Kahuku | 2045 | 1986498.1419 | . | 27400
Oahu_OnshoreWind_OnWind_Kawailoa | 2012 | 2190181.6436 | . | 0
Oahu_OnshoreWind_OnWind_Kawailoa | 2020 | 2309475.4411 | . | 27400
Oahu_OnshoreWind_OnWind_Kawailoa | 2025 | 2317920.0378 | . | 27400
Oahu_OnshoreWind_OnWind_Kawailoa | 2030 | 2233664.8675 | . | 27400
Oahu_OnshoreWind_OnWind_Kawailoa | 2035 | 2144407.8266 | . | 27400
Oahu_OnshoreWind_OnWind_Kawailoa | 2040 | 2066733.9994 | . | 27400
Oahu_OnshoreWind_OnWind_Kawailoa | 2045 | 1986498.1419 | . | 27400
Oahu_SlopedDistPV_Oahu_SlopedDistPV_0 | 2020 | 3128586.4886 | . | 0
Oahu_SlopedDistPV_Oahu_SlopedDistPV_0 | 2025 | 2612915.4285 | . | 0
Oahu_SlopedDistPV_Oahu_SlopedDistPV_0 | 2030 | 2284773.5948 | . | 0
Oahu_SlopedDistPV_Oahu_SlopedDistPV_0 | 2035 | 2062009.8939 | . | 0
Oahu_SlopedDistPV_Oahu_SlopedDistPV_0 | 2040 | 1861279.23 | . | 0
Oahu_SlopedDistPV_Oahu_SlopedDistPV_0 | 2045 | 1680387.777 | . | 0
Oahu_SlopedDistPV_Oahu_SlopedDistPV_1 | 2016 | 3945000 | . | 0
Oahu_SlopedDistPV_Oahu_SlopedDistPV_1 | 2020 | 3128586.4886 | . | 0
Oahu_SlopedDistPV_Oahu_SlopedDistPV_1 | 2025 | 2612915.4285 | . | 0
Oahu_SlopedDistPV_Oahu_SlopedDistPV_1 | 2030 | 2284773.5948 | . | 0
Oahu_SlopedDistPV_Oahu_SlopedDistPV_1 | 2035 | 2062009.8939 | . | 0
Oahu_SlopedDistPV_Oahu_SlopedDistPV_1 | 2040 | 1861279.23 | . | 0
Oahu_SlopedDistPV_Oahu_SlopedDistPV_1 | 2045 | 1680387.777 | . | 0
Oahu_SlopedDistPV_Oahu_SlopedDistPV_10 | 2016 | 3945000 | . | 0
Oahu_SlopedDistPV_Oahu_SlopedDistPV_10 | 2020 | 3128586.4886 | . | 0
Oahu_SlopedDistPV_Oahu_SlopedDistPV_10 | 2025 | 2612915.4285 | . | 0
Oahu_SlopedDistPV_Oahu_SlopedDistPV_10 | 2030 | 2284773.5948 | . | 0
Oahu_SlopedDistPV_Oahu_SlopedDistPV_10 | 2035 | 2062009.8939 | . | 0
Oahu_SlopedDistPV_Oahu_SlopedDistPV_10 | 2040 | 1861279.23 | . | 0
Oahu_SlopedDistPV_Oahu_SlopedDistPV_10 | 2045 | 1680387.777 | . | 0
Oahu_SlopedDistPV_Oahu_SlopedDistPV_11 | 2020 | 3128586.4886 | . | 0
Oahu_SlopedDistPV_Oahu_SlopedDistPV_11 | 2025 | 2612915.4285 | . | 0
Oahu_SlopedDistPV_Oahu_SlopedDistPV_11 | 2030 | 2284773.5948 | . | 0
Oahu_SlopedDistPV_Oahu_SlopedDistPV_11 | 2035 | 2062009.8939 | . | 0
Oahu_SlopedDistPV_Oahu_SlopedDistPV_11 | 2040 | 1861279.23 | . | 0
Oahu_SlopedDistPV_Oahu_SlopedDistPV_11 | 2045 | 1680387.777 | . | 0
Oahu_SlopedDistPV_Oahu_SlopedDistPV_12 | 2016 | 3945000 | . | 0
Oahu_SlopedDistPV_Oahu_SlopedDistPV_12 | 2020 | 3128586.4886 | . | 0
Oahu_SlopedDistPV_Oahu_SlopedDistPV_12 | 2025 | 2612915.4285 | . | 0
Oahu_SlopedDistPV_Oahu_SlopedDistPV_12 | 2030 | 2284773.5948 | . | 0
Oahu_SlopedDistPV_Oahu_SlopedDistPV_12 | 2035 | 2062009.8939 | . | 0
Oahu_SlopedDistPV_Oahu_SlopedDistPV_12 | 2040 | 1861279.23 | . | 0
Oahu_SlopedDistPV_Oahu_SlopedDistPV_12 | 2045 | 1680387.777 | . | 0
Oahu_SlopedDistPV_Oahu_SlopedDistPV_13 | 2020 | 3128586.4886 | . | 0
Oahu_SlopedDistPV_Oahu_SlopedDistPV_13 | 2025 | 2612915.4285 | . | 0
Oahu_SlopedDistPV_Oahu_SlopedDistPV_13 | 2030 | 2284773.5948 | . | 0
Oahu_SlopedDistPV_Oahu_SlopedDistPV_13 | 2035 | 2062009.8939 | . | 0
Oahu_SlopedDistPV_Oahu_SlopedDistPV_13 | 2040 | 1861279.23 | . | 0
Oahu_SlopedDistPV_Oahu_SlopedDistPV_13 | 2045 | 1680387.777 | . | 0
Oahu_SlopedDistPV_Oahu_SlopedDistPV_14 | 2016 | 3945000 | . | 0
Oahu_SlopedDistPV_Oahu_SlopedDistPV_14 | 2020 | 3128586.4886 | . | 0
Oahu_SlopedDistPV_Oahu_SlopedDistPV_14 | 2025 | 2612915.4285 | . | 0
Oahu_SlopedDistPV_Oahu_SlopedDistPV_14 | 2030 | 2284773.5948 | . | 0
Oahu_SlopedDistPV_Oahu_SlopedDistPV_14 | 2035 | 2062009.8939 | . | 0
Oahu_SlopedDistPV_Oahu_SlopedDistPV_14 | 2040 | 1861279.23 | . | 0
Oahu_SlopedDistPV_Oahu_SlopedDistPV_14 | 2045 | 1680387.777 | . | 0
Oahu_SlopedDistPV_Oahu_SlopedDistPV_15 | 2020 | 3128586.4886 | . | 0
Oahu_SlopedDistPV_Oahu_SlopedDistPV_15 | 2025 | 2612915.4285 | . | 0
Oahu_SlopedDistPV_Oahu_SlopedDistPV_15 | 2030 | 2284773.5948 | . | 0
Oahu_SlopedDistPV_Oahu_SlopedDistPV_15 | 2035 | 2062009.8939 | . | 0
Oahu_SlopedDistPV_Oahu_SlopedDistPV_15 | 2040 | 1861279.23 | . | 0
Oahu_SlopedDistPV_Oahu_SlopedDistPV_15 | 2045 | 1680387.777 | . | 0
Oahu_SlopedDistPV_Oahu_SlopedDistPV_2 | 2020 | 3128586.4886 | . | 0
Oahu_SlopedDistPV_Oahu_SlopedDistPV_2 | 2025 | 2612915.4285 | . | 0
Oahu_SlopedDistPV_Oahu_SlopedDistPV_2 | 2030 | 2284773.5948 | . | 0
Oahu_SlopedDistPV_Oahu_SlopedDistPV_2 | 2035 | 2062009.8939 | . | 0
Oahu_SlopedDistPV_Oahu_SlopedDistPV_2 | 2040 | 1861279.23 | . | 0
Oahu_SlopedDistPV_Oahu_SlopedDistPV_2 | 2045 | 1680387.777 | . | 0
Oahu_SlopedDistPV_Oahu_SlopedDistPV_3 | 2016 | 3945000 | . | 0
Oahu_SlopedDistPV_Oahu_SlopedDistPV_3 | 2020 | 3128586.4886 | . | 0
Oahu_SlopedDistPV_Oahu_SlopedDistPV_3 | 2025 | 2612915.4285 | . | 0
Oahu_SlopedDistPV_Oahu_SlopedDistPV_3 | 2030 | 2284773.5948 | . | 0
Oahu_SlopedDistPV_Oahu_SlopedDistPV_3 | 2035 | 2062009.8939 | . | 0
Oahu_SlopedDistPV_Oahu_SlopedDistPV_3 | 2040 | 1861279.23 | . | 0
Oahu_SlopedDistPV_Oahu_SlopedDistPV_3 | 2045 | 1680387.777 | . | 0
Oahu_SlopedDistPV_Oahu_SlopedDistPV_4 | 2020 | 3128586.4886 | . | 0
Oahu_SlopedDistPV_Oahu_SlopedDistPV_4 | 2025 | 2612915.4285 | . | 0
Oahu_SlopedDistPV_Oahu_SlopedDistPV_4 | 2030 | 2284773.5948 | . | 0
Oahu_SlopedDistPV_Oahu_SlopedDistPV_4 | 2035 | 2062009.8939 | . | 0
Oahu_SlopedDistPV_Oahu_SlopedDistPV_4 | 2040 | 1861279.23 | . | 0
Oahu_SlopedDistPV_Oahu_SlopedDistPV_4 | 2045 | 1680387.777 | . | 0
Oahu_SlopedDistPV_Oahu_SlopedDistPV_5 | 2016 | 3945000 | . | 0
Oahu_SlopedDistPV_Oahu_SlopedDistPV_5 | 2020 | 3128586.4886 | . | 0
Oahu_SlopedDistPV_Oahu_SlopedDistPV_5 | 2025 | 2612915.4285 | . | 0
Oahu_SlopedDistPV_Oahu_SlopedDistPV_5 | 2030 | 2284773.5948 | . | 0
Oahu_SlopedDistPV_Oahu_SlopedDistPV_5 | 2035 | 2062009.8939 | . | 0
Oahu_SlopedDistPV_Oahu_SlopedDistPV_5 | 2040 | 1861279.23 | . | 0
Oahu_SlopedDistPV_Oahu_SlopedDistPV_5 | 2045 | 1680387.777 | . | 0
Oahu_SlopedDistPV_Oahu_SlopedDistPV_6 | 2016 | 3945000 | . | 0
Oahu_SlopedDistPV_Oahu_SlopedDistPV_6 | 2020 | 3128586.4886 | . | 0
Oahu_SlopedDistPV_Oahu_SlopedDistPV_6 | 2025 | 2612915.4285 | . | 0
Oahu_SlopedDistPV_Oahu_SlopedDistPV_6 | 2030 | 2284773.5948 | . | 0
Oahu_SlopedDistPV_Oahu_SlopedDistPV_6 | 2035 | 2062009.8939 | . | 0
Oahu_SlopedDistPV_Oahu_SlopedDistPV_6 | 2040 | 1861279.23 | . | 0
Oahu_SlopedDistPV_Oahu_SlopedDistPV_6 | 2045 | 1680387.777 | . | 0
Oahu_SlopedDistPV_Oahu_SlopedDistPV_7 | 2020 | 3128586.4886 | . | 0
Oahu_SlopedDistPV_Oahu_SlopedDistPV_7 | 2025 | 2612915.4285 | . | 0
Oahu_SlopedDistPV_Oahu_SlopedDistPV_7 | 2030 | 2284773.5948 | . | 0
Oahu_SlopedDistPV_Oahu_SlopedDistPV_7 | 2035 | 2062009.8939 | . | 0
Oahu_SlopedDistPV_Oahu_SlopedDistPV_7 | 2040 | 1861279.23 | . | 0
Oahu_SlopedDistPV_Oahu_SlopedDistPV_7 | 2045 | 1680387.777 | . | 0
Oahu_SlopedDistPV_Oahu_SlopedDistPV_8 | 2020 | 3128586.4886 | . | 0
Oahu_SlopedDistPV_Oahu_SlopedDistPV_8 | 2025 | 2612915.4285 | . | 0
Oahu_SlopedDistPV_Oahu_SlopedDistPV_8 | 2030 | 2284773.5948 | . | 0
Oahu_SlopedDistPV_Oahu_SlopedDistPV_8 | 2035 | 2062009.8939 | . | 0
Oahu_SlopedDistPV_Oahu_SlopedDistPV_8 | 2040 | 1861279.23 | . | 0
Oahu_SlopedDistPV_Oahu_SlopedDistPV_8 | 2045 | 1680387.777 | . | 0
Oahu_SlopedDistPV_Oahu_SlopedDistPV_9 | 2020 | 3128586.4886 | . | 0
Oahu_SlopedDistPV_Oahu_SlopedDistPV_9 | 2025 | 2612915.4285 | . | 0
Oahu_SlopedDistPV_Oahu_SlopedDistPV_9 | 2030 | 2284773.5948 | . | 0
Oahu_SlopedDistPV_Oahu_SlopedDistPV_9 | 2035 | 2062009.8939 | . | 0
Oahu_SlopedDistPV_Oahu_SlopedDistPV_9 | 2040 | 1861279.23 | . | 0
Oahu_SlopedDistPV_Oahu_SlopedDistPV_9 | 2045 | 1680387.777 | . | 0
Oahu_Waiau_10 | 1973 | 530587.2445 | . | 0
Oahu_Waiau_6 | 1961 | 530587.2445 | . | 0
Oahu_Waiau_7 | 1966 | 530587.2445 | . | 0
Oahu_Waiau_8 | 1968 | 530587.2445 | . | 0
Oahu_Waiau_9 | 1973 | 530587.2445 | . | 0